## Punjab-66kV
66kV Nodes from 220/66kV Substation | [9 empty] | 66 kVLine Details | [6 empty] | 66/11 kV Transformer
Bus Number | Bus Name | Voltage(kV) | Total Lumped Load in PSSE |  | Load Details at 66kV Bus |  |  |  |  | From Bus Number | To Bus Number | Resistance(ohms) | Reactance (ohms) | Capacitance (Farads) | Type of Conductor | Length (km) | From Bus Number | To Bus Number | Primary Voltage | Secondary Voltage | Rated MVA | % Impedance | Load Details at 11kV bus
[5 empty] | Load directly connected at 66 Kv |  | Cap. Connected at 66 kV(Mvar)
[23 empty] | Load Directly connected at 11kV Bus |  | Cap. Conntected at 11 kV(Mvar)
|  |  | P(MW) | Q(Mvar) | P(MW) | Q(Mvar) or Power Factor | Date of Commissioning | Installed Value (MVAr) | Operational Value (MVAr) | [13 empty] | P(MW) | Q(Mvar) or Power Factor | Date of Commissioning | Installed Value (MVAr) | Operational Value (MVAr)
110000 | JALANDHAR 66.000 | 66 | [7 empty] | 110000 | 1 | 0.1 | 0.3 | 0.001 | dog | 25 | 1 | X | 66 | 11 | 25 | 14
110001 | SANGRUR 66.000 | 66 | [7 empty] | 110001 | 2 | [5 empty] | 2 | Y | 66 | 11
110002 | JAMALPUR 66.000 | 66 | [7 empty] | 110002 | 3 | [5 empty] | 3 | Z | 66 | 11
110003 | BUTARI 66.000 | 66 | [7 empty] | 110003 | [8 empty] | 66 | 11
110004 | DANDHARIKAL166.000 | 66 | [7 empty] | 110004 | [8 empty] | 66 | 11
110005 | SAHNEWAL 66.000 | 66 | [7 empty] | 110005 | [8 empty] | 66 | 11
110006 | GOBINDGARH1 66.000 | 66 | [7 empty] | 110006 | [8 empty] | 66 | 11
110007 | AMLOHROAD 66.000 | 66 | [7 empty] | 110007 | [8 empty] | 66 | 11
110008 | VERPAL 66.000 | 66 | [7 empty] | 110008 | [8 empty] | 66 | 11
110009 | BAHADR 66.000 | 66 | [7 empty] | 110009 | [8 empty] | 66 | 11
110010 | KOTLAJUNGAN 66.000 | 66 | [7 empty] | 110010 | [8 empty] | 66 | 11
110011 | KARTARPUR 66.000 | 66 | [7 empty] | 110011 | [8 empty] | 66 | 11
110012 | DERABASSI 66.000 | 66 | [7 empty] | 110012 | [8 empty] | 66 | 11
110013 | HUMBRAN1 66.000 | 66 | [7 empty] | 110013 | [8 empty] | 66 | 11
110014 | CIVILINE 66.000 | 66 | [7 empty] | 110014 | [8 empty] | 66 | 11
110015 | JAGRAON 66.000 | 66 | [7 empty] | 110015 | [8 empty] | 66 | 11
110016 | GHUBAYA 66.000 | 66 | [7 empty] | 110016 | [8 empty] | 66 | 11
110017 | MANSA 66.000 | 66 | [7 empty] | 110017 | [8 empty] | 66 | 11
110018 | SUNAM 66.000 | 66 | [7 empty] | 110018 | [8 empty] | 66 | 11
110019 | DHURI 66.000 | 66 | [7 empty] | 110019 | [8 empty] | 66 | 11
110020 | FATEHGARH 66.000 | 66 | [7 empty] | 110020 | [8 empty] | 66 | 11
110021 | KHARAR 66.000 | 66 | [7 empty] | 110021 | [8 empty] | 66 | 11
110022 | FEROZPUR_RD 66.000 | 66 | [7 empty] | 110022 | [8 empty] | 66 | 11
110023 | BATLA 66.000 | 66 | [7 empty] | 110023 | [8 empty] | 66 | 11
110024 | BOTIANWALA 66.000 | 66 | [7 empty] | 110024 | [8 empty] | 66 | 11
110025 | KOHARA 66.000 | 66 | [7 empty] | 110025 | [8 empty] | 66 | 11
110026 | PATTI 66.000 | 66 | [7 empty] | 110026 | [8 empty] | 66 | 11
110027 | DASUYA 66.000 | 66 | [7 empty] | 110027 | [8 empty] | 66 | 11
110028 | RAJPURA 66.000 | 66 | [7 empty] | 110028 | [8 empty] | 66 | 11
110029 | JAMSHER 66.000 | 66 | [7 empty] | 110029 | [8 empty] | 66 | 11
110030 | HIMMATPURA 66.000 | 66 | [7 empty] | 110030 | [8 empty] | 66 | 11
110031 | GOBINDGARH2 66.000 | 66 | [7 empty] | 110031 | [8 empty] | 66 | 11
110032 | LALTONKA 66.000 | 66 | [7 empty] | 110032 | [8 empty] | 66 | 11
110033 | BAZAKHANA 66.000 | 66 | [7 empty] | 110033 | [8 empty] | 66 | 11
110034 | PATRAN 66.000 | 66 | [7 empty] | 110034 | [8 empty] | 66 | 11
110035 | ABLOWAL 66.000 | 66 | [7 empty] | 110035 | [8 empty] | 66 | 11
110036 | MALERKOTLA 66.000 | 66 | [7 empty] | 110036 | [8 empty] | 66 | 11
110037 | AMLOH 66.000 | 66 | [7 empty] | 110037 | [8 empty] | 66 | 11
110038 | RAJLA 66.000 | 66 | [7 empty] | 110038 | [8 empty] | 66 | 11
110039 | BARNALA 66.000 | 66 | [7 empty] | 110039 | [8 empty] | 66 | 11
110040 | BHATINDA 66.000 | 66 | [7 empty] | 110040 | [8 empty] | 66 | 11
110041 | BRAHPURANA 66.000 | 66 | [7 empty] | 110041 | [8 empty] | 66 | 11
110042 | KHASA 66.000 | 66 | [7 empty] | 110042 | [8 empty] | 66 | 11
110043 | MOHLI 66.000 | 66 | [7 empty] | 110043 | [8 empty] | 66 | 11
110044 | MAJITHA6 66.000 | 66 | [7 empty] | 110044 | [8 empty] | 66 | 11
110045 | K.S.MAL 66.000 | 66 | [7 empty] | 110045 | [8 empty] | 66 | 11
110046 | TIBBER 66.000 | 66 | [7 empty] | 110046 | [8 empty] | 66 | 11
110047 | AJITWAL 66.000 | 66 | [7 empty] | 110047 | [8 empty] | 66 | 11
110048 | MOHALI-II 66.000 | 66 | [7 empty] | 110048 | [8 empty] | 66 | 11
110049 | DHANDARIKAL266.000 | 66 | [7 empty] | 110049 | [8 empty] | 66 | 11
110050 | SADIQ 66.000 | 66 | [7 empty] | 110050 | [8 empty] | 66 | 11
110051 | RASHIANA 66.000 | 66 | [7 empty] | 110051 | [8 empty] | 66 | 11
110052 | MALOUT 66.000 | 66 | [7 empty] | 110052 | [8 empty] | 66 | 11
110053 | PAKHOWAL 66.000 | 66 | [7 empty] | 110053 | [8 empty] | 66 | 11
110054 | NABHA 66.000 | 66 | [7 empty] | 110054 | [8 empty] | 66 | 11
110055 | JHUNIR 66.000 | 66 | [7 empty] | 110055 | [8 empty] | 66 | 11
110056 | LALRU 66.000 | 66 | [7 empty] | 110056 | [8 empty] | 66 | 11
110057 | ALGAON 66.000 | 66 | [7 empty] | 110057 | [8 empty] | 66 | 11
110058 | KAPURTHALA 66.000 | 66 | [7 empty] | 110058 | [8 empty] | 66 | 11
110059 | REHANAJATTAN66.000 | 66 | [7 empty] | 110059 | [8 empty] | 66 | 11
110060 | GOBINDGARH-366.000 | 66 | [7 empty] | 110060 | [8 empty] | 66 | 11
110061 | CHOLASAHIB 66.000 | 66 | [7 empty] | 110061 | [8 empty] | 66 | 11
110062 | MASTEWAL 66.000 | 66 | [7 empty] | 110062 | [8 empty] | 66 | 11
110063 | MEHALKALAN 66.000 | 66 | [7 empty] | 110063 | [8 empty] | 66 | 11
110064 | DORAHA 66.000 | 66 | [7 empty] | 110064 | [8 empty] | 66 | 11
110065 | IKOLAHA 66.000 | 66 | [7 empty] | 110065 | [8 empty] | 66 | 11
110066 | PASSIANA 66.000 | 66 | [7 empty] | 110066 | [8 empty] | 66 | 11
110067 | GAUNSGARH 66.000 | 66 | [7 empty] | 110067 | [8 empty] | 66 | 11
110068 | BASSIPATHNA 66.000 | 66 | [7 empty] | 110068 | [8 empty] | 66 | 11
110069 | KAKRALA 66.000 | 66 | [7 empty] | 110069 | [8 empty] | 66 | 11
110070 | UDHOKE 66.000 | 66 | [7 empty] | 110070 | [8 empty] | 66 | 11
110071 | GHULAL66 66.000 | 66 | [7 empty] | 110071 | [8 empty] | 66 | 11
110072 | DHANAULA 66.000 | 66 | [7 empty] | 110072 | [8 empty] | 66 | 11
110073 | BADSHAHPUR 66.000 | 66 | [7 empty] | 110073 | [8 empty] | 66 | 11
110074 | BANGAN 66.000 | 66 | [7 empty] | 110074 | [8 empty] | 66 | 11
110075 | CHOGAWAN 66.000 | 66 | [7 empty] | 110075 | [8 empty] | 66 | 11
110076 | BANUR 66.000 | 66 | [7 empty] | 110076 | [8 empty] | 66 | 11
110077 | LEHRAMOHABBT66.000 | 66 | [7 empty] | 110077 | [8 empty] | 66 | 11
110079 | NOORMEHAL 66.000 | 66 | [7 empty] | 110079 | [8 empty] | 66 | 11
110081 | MAJRA 66.000 | 66 | [7 empty] | 110081 | [8 empty] | 66 | 11
110082 | NARAINGARH 66.000 | 66 | [7 empty] | 110082 | [8 empty] | 66 | 11
[19 empty] | 66 | 11

## Punjab-132kV
132kV Nodes from 220/132kV Substation | [9 empty] | 132/66 kV Transformer | [10 empty] | 66 kVLine Details | [6 empty] | 66/11 kV Transformer
Bus Number | Bus Name | Voltage(kV) | Total Lumped Load in PSSE |  | Load Details at 132kV Bus |  |  |  |  | From Bus Number | To Bus Number | Primary Voltage | Secondary Voltage | Rated MVA | % Impedance | Load Details at 66kV bus |  |  |  |  | From Bus Number | To Bus Number | Resistance (ohms) | Reactance (ohms) | Capacitance (Farads) | Type of conductor | Length (km) | From Bus Number | To Bus Number | Primary Voltage | Secondary Voltage | Rated MVA | % Impedance | Load Details at 11kV bus
[5 empty] | Load directly connected at 132 kV |  | Cap. Connected at 132 kV(Mvar)
[16 empty] | P(MW) | Q(Mvar) or Power Factor | Cap. Conntected at 66 kV(Mvar) | [15 empty] | Load Directly connected at 11kV Bus |  | Cap. Connected at 11kV(Mvar)
|  |  | P(MW) | Q(Mvar) | P(MW) | Q(Mvar) or Power Factor | Date of Commissioning | Installed Value (MVAr) | Operational Value (MVAr) | [8 empty] | Date of Commissioning | Installed Value (MVAr) | Operational Value (MVAr) | [13 empty] | P(MW) | Q(Mvar) or Power Factor | Date of Commissioning | Installed Value (MVAr) | Operational Value (MVAr)
111001 | GURDASPUR 132.00 | 132 | [7 empty] | 111001 | utility can ass. Some code here.(say 0) | 132 | 66 | 25 | 14 | [5 empty] | 0 | utility can ass. Some code here.(say aaaa) | 0.1 | 0.3 | 0.001 | dog | 25 | aaaa | 1a1a | 66 | 11 | 25 | 14
111002 | DHARIWAL 132.00 | 132 | [7 empty] | 111002 | 1 | 132 | 66 | [7 empty] | 1 | bbbb | [5 empty] | bbbb | 2a2a | 66 | 11
111003 | SHRIHARGOBIN132.00 | 132 | [7 empty] | 111003 | 2 | 132 | 66 | [7 empty] | 2 | cccc | [5 empty] | cccc | 3a3a | 66 | 11
111004 | PIMS 132.00 | 132 | [7 empty] | 111004 | 3 | 132 | 66 | [7 empty] | 3 | dddd | [5 empty] | dddd | 4a4a | 66 | 11
111005 | ASRON 132.00 | 132 | [7 empty] | 111005 |  | 132 | 66 | [16 empty] | 66 | 11
111006 | JADLA 132.00 | 132 | [7 empty] | 111006 |  | 132 | 66 | [16 empty] | 66 | 11
111007 | BANGA 132.00 | 132 | [7 empty] | 111007 |  | 132 | 66 | [16 empty] | 66 | 11
111008 | PHAGWARA 132.00 | 132 | [7 empty] | 111008 |  | 132 | 66 | [16 empty] | 66 | 11
111010 | FEROZPUR21 132.00 | 132 | [7 empty] | 111010 |  | 132 | 66 | [16 empty] | 66 | 11
111011 | CHAMKAUR 132.00 | 132 | [7 empty] | 111011 |  | 132 | 66 | [16 empty] | 66 | 11
111012 | MAHILPUR21 132.00 | 132 | [7 empty] | 111012 |  | 132 | 66 | [16 empty] | 66 | 11
111013 | GHULAL 132.00 | 132 | [7 empty] | 111013 |  | 132 | 66 | [16 empty] | 66 | 11
111014 | GHOLIA 132.00 | 132 | [7 empty] | 111014 |  | 132 | 66 | [16 empty] | 66 | 11
111015 | CHOHAL 132.00 | 132 | [7 empty] | 111015 |  | 132 | 66 | [16 empty] | 66 | 11
111016 | BHOGPUR 132.00 | 132 | [7 empty] | 111016 |  | 132 | 66 | [16 empty] | 66 | 11
111017 | MUKERI-3 132.00 | 132 | [7 empty] | 111017 |  | 132 | 66 | [16 empty] | 66 | 11
111018 | PATHANKOT 132.00 | 132 | [7 empty] | 111018 |  | 132 | 66 | [16 empty] | 66 | 11
111019 | SARNA21 132.00 | 132 | [7 empty] | 111019 |  | 132 | 66 | [16 empty] | 66 | 11
111020 | WADALAGRAN21132.00 | 132 | [7 empty] | 111020 |  | 132 | 66 | [16 empty] | 66 | 11
111021 | KHARAR 132.00 | 132 | [7 empty] | 111021 |  | 132 | 66 | [16 empty] | 66 | 11
111023 | VERPAL21 132.00 | 132 | [7 empty] | 111023 |  | 132 | 66 | [16 empty] | 66 | 11
111024 | DORAHA 132.00 | 132 | [7 empty] | 111024 |  | 132 | 66 | [16 empty] | 66 | 11
111025 | MOGA21 132.00 | 132 | [7 empty] | 111025 |  | 132 | 66 | [16 empty] | 66 | 11
111027 | BILASPUR 132.00 | 132 | [7 empty] | 111027 |  | 132 | 66 | [16 empty] | 66 | 11
111029 | AMRITSAR21 132.00 | 132 | [7 empty] | 111029 |  | 132 | 66 | [16 empty] | 66 | 11
111030 | SIHORA 132.00 | 132 | [7 empty] | 111030 |  | 132 | 66 | [16 empty] | 66 | 11
111031 | ROPAR21 132.00 | 132 | [7 empty] | 111031 |  | 132 | 66 | [16 empty] | 66 | 11
111032 | GORAYA21 132.00 | 132 | [7 empty] | 111032 |  | 132 | 66 | [16 empty] | 66 | 11
111033 | SEH 132.00 | 132 | [7 empty] | 111033 |  | 132 | 66 | [16 empty] | 66 | 11
111034 | SHAMSPUR 132.00 | 132 | [7 empty] | 111034 |  | 132 | 66 | [16 empty] | 66 | 11
111035 | MAUR 132.00 | 132 | [7 empty] | 111035 |  | 132 | 66 | [16 empty] | 66 | 11
111036 | MUKATSAR21 132.00 | 132 | [7 empty] | 111036 |  | 132 | 66 | [16 empty] | 66 | 11
111037 | SULTANPUR21 132.00 | 132 | [7 empty] | 111037 |  | 132 | 66 | [16 empty] | 66 | 11
111038 | BALUANA 132.00 | 132 | [7 empty] | 111038 |  | 132 | 66 | [16 empty] | 66 | 11
111039 | GIDDERBAH 132.00 | 132 | [7 empty] | 111039 |  | 132 | 66 | [16 empty] | 66 | 11
111040 | BADAL 132.00 | 132 | [7 empty] | 111040 |  | 132 | 66 | [16 empty] | 66 | 11
111042 | MALOUT 132.00 | 132 | [7 empty] | 111042 |  | 132 | 66 | [16 empty] | 66 | 11
111043 | ABOHAR 132.00 | 132 | [7 empty] | 111043 |  | 132 | 66 | [16 empty] | 66 | 11
111044 | BHATINDA21 132.00 | 132 | [7 empty] | 111044 |  | 132 | 66 | [16 empty] | 66 | 11
111045 | NAWANSHAHAR 132.00 | 132 | [7 empty] | 111045 |  | 132 | 66 | [16 empty] | 66 | 11
111047 | JALALABAD 132.00 | 132 | [7 empty] | 111047 |  | 132 | 66 | [16 empty] | 66 | 11
111048 | SADIQ 132.00 | 132 | [7 empty] | 111048 |  | 132 | 66 | [16 empty] | 66 | 11
111049 | SARAINANGAL 132.00 | 132 | [7 empty] | 111049 |  | 132 | 66 | [16 empty] | 66 | 11
111050 | PANJGARY 132.00 | 132 | [7 empty] | 111050 |  | 132 | 66 | [16 empty] | 66 | 11
111051 | KOTAKPUR 132.00 | 132 | [7 empty] | 111051 |  | 132 | 66 | [16 empty] | 66 | 11
111052 | KOTAKPUR1 132.00 | 132 | [7 empty] | 111052 |  | 132 | 66 | [16 empty] | 66 | 11
111053 | BAGHAPURANA 132.00 | 132 | [7 empty] | 111053 |  | 132 | 66 | [16 empty] | 66 | 11
111054 | SAMADHBH 132.00 | 132 | [7 empty] | 111054 |  | 132 | 66 | [16 empty] | 66 | 11
111055 | MOGA-II 132.00 | 132 | [7 empty] | 111055 |  | 132 | 66 | [16 empty] | 66 | 11
111056 | FARIDKOT 132.00 | 132 | [7 empty] | 111056 |  | 132 | 66 | [16 empty] | 66 | 11
111057 | MANASING 132.00 | 132 | [7 empty] | 111057 |  | 132 | 66 | [16 empty] | 66 | 11
111058 | FEROZSHAH 132.00 | 132 | [7 empty] | 111058 |  | 132 | 66 | [16 empty] | 66 | 11
111059 | TALWANDI 132.00 | 132 | [7 empty] | 111059 |  | 132 | 66 | [16 empty] | 66 | 11
111060 | SOSAN 132.00 | 132 | [7 empty] | 111060 |  | 132 | 66 | [16 empty] | 66 | 11
111061 | BADNIKALAN 132.00 | 132 | [7 empty] | 111061 |  | 132 | 66 | [16 empty] | 66 | 11
111062 | DHARAMKOT 132.00 | 132 | [7 empty] | 111062 |  | 132 | 66 | [16 empty] | 66 | 11
111063 | SWADIKALAN 132.00 | 132 | [7 empty] | 111063 |  | 132 | 66 | [16 empty] | 66 | 11
111064 | NURMEHAL 132.00 | 132 | [7 empty] | 111064 |  | 132 | 66 | [16 empty] | 66 | 11
111065 | NAKODAR 132.00 | 132 | [7 empty] | 111065 |  | 132 | 66 | [16 empty] | 66 | 11
111066 | URBANEST 132.00 | 132 | [7 empty] | 111066 |  | 132 | 66 | [16 empty] | 66 | 11
111069 | RCFACTORY 132.00 | 132 | [7 empty] | 111069 |  | 132 | 66 | [16 empty] | 66 | 11
111070 | KHERAMAN 132.00 | 132 | [7 empty] | 111070 |  | 132 | 66 | [16 empty] | 66 | 11
111071 | ALAWALPUR 132.00 | 132 | [7 empty] | 111071 |  | 132 | 66 | [16 empty] | 66 | 11
111072 | BEAS 132.00 | 132 | [7 empty] | 111072 |  | 132 | 66 | [16 empty] | 66 | 11
111073 | HOSHIARPUR 132.00 | 132 | [7 empty] | 111073 |  | 132 | 66 | [16 empty] | 66 | 11
111074 | TANDA 132.00 | 132 | [7 empty] | 111074 |  | 132 | 66 | [16 empty] | 66 | 11
111075 | JANDIALA 132.00 | 132 | [7 empty] | 111075 |  | 132 | 66 | [16 empty] | 66 | 11
111076 | EKALGADA 132.00 | 132 | [7 empty] | 111076 |  | 132 | 66 | [16 empty] | 66 | 11
111077 | TARANTAR 132.00 | 132 | [7 empty] | 111077 |  | 132 | 66 | [16 empty] | 66 | 11
111078 | BHIKIWIND 132.00 | 132 | [7 empty] | 111078 |  | 132 | 66 | [16 empty] | 66 | 11
111079 | NARAINANGAL 132.00 | 132 | [7 empty] | 111079 |  | 132 | 66 | [16 empty] | 66 | 11
111080 | HAKIMAGARH 132.00 | 132 | [7 empty] | 111080 |  | 132 | 66 | [16 empty] | 66 | 11
111081 | SAKTRIBAD 132.00 | 132 | [7 empty] | 111081 |  | 132 | 66 | [16 empty] | 66 | 11
111082 | MALMANDI 132.00 | 132 | [7 empty] | 111082 |  | 132 | 66 | [16 empty] | 66 | 11
111083 | GTROADAM 132.00 | 132 | [7 empty] | 111083 |  | 132 | 66 | [16 empty] | 66 | 11
111084 | VERKA 132.00 | 132 | [7 empty] | 111084 |  | 132 | 66 | [16 empty] | 66 | 11
111085 | POWERCOLONY 132.00 | 132 | [7 empty] | 111085 |  | 132 | 66 | [16 empty] | 66 | 11
111088 | MAMUN 132.00 | 132 | [7 empty] | 111088 |  | 132 | 66 | [16 empty] | 66 | 11
111090 | SARNA 132.00 | 132 | [7 empty] | 111090 |  | 132 | 66 | [16 empty] | 66 | 11
111091 | TANGRA 132.00 | 132 | [7 empty] | 111091 |  | 132 | 66 | [16 empty] | 66 | 11
111093 | ANANDPUR 132.00 | 132 | [7 empty] | 111093 |  | 132 | 66 | [16 empty] | 66 | 11
111094 | KAHANPUR 132.00 | 132 | [7 empty] | 111094 |  | 132 | 66 | [16 empty] | 66 | 11
111095 | BATALA 132.00 | 132 | [7 empty] | 111095 |  | 132 | 66 | [16 empty] | 66 | 11
111097 | CHILDERNPARK132.00 | 132 | [7 empty] | 111097 |  | 132 | 66 | [16 empty] | 66 | 11
111098 | DHILWAN 132.00 | 132 | [7 empty] | 111098 |  | 132 | 66 | [16 empty] | 66 | 11
111100 | IGCBHATI 132.00 | 132 | [7 empty] | 111100 |  | 132 | 66 | [16 empty] | 66 | 11
111101 | JAYANTI 132.00 | 132 | [7 empty] | 111101 |  | 132 | 66 | [16 empty] | 66 | 11
111102 | KAPURTHALA 132.00 | 132 | [7 empty] | 111102 |  | 132 | 66 | [16 empty] | 66 | 11
111103 | KARTARPUR21 132.00 | 132 | [7 empty] | 111103 |  | 132 | 66 | [16 empty] | 66 | 11
111105 | KATHUNAN 132.00 | 132 | [7 empty] | 111105 |  | 132 | 66 | [16 empty] | 66 | 11
111106 | MOGA-1 132.00 | 132 | [7 empty] | 111106 |  | 132 | 66 | [16 empty] | 66 | 11
111107 | MUKATSAR 132.00 | 132 | [7 empty] | 111107 |  | 132 | 66 | [16 empty] | 66 | 11
111108 | PHILLLOUR 132.00 | 132 | [7 empty] | 111108 |  | 132 | 66 | [16 empty] | 66 | 11
111109 | SCIENCE 132.00 | 132 | [7 empty] | 111109 |  | 132 | 66 | [16 empty] | 66 | 11
111110 | ROPAR 132.00 | 132 | [7 empty] | 111110 |  | 132 | 66 | [16 empty] | 66 | 11
111111 | TALWANDISABO132.00 | 132 | [7 empty] | 111111 |  | 132 | 66 | [16 empty] | 66 | 11
111112 | KANGR-PS 132.00 | 132 | [7 empty] | 111112 |  | 132 | 66 | [16 empty] | 66 | 11
111113 | GANGUWAL 132.00 | 132 | [7 empty] | 111113 |  | 132 | 66 | [16 empty] | 66 | 11
111115 | DHALLEKE 132.00 | 132 | [7 empty] | 111115 |  | 132 | 66 | [16 empty] | 66 | 11

## Haryana-66kV
66kV Nodes from 220/66kV Substation | [9 empty] | 66 kVLine Details | [6 empty] | 66/11 kV Transformer
Bus Number | Bus Name | Voltage(kV) | Total Lumped Load in PSSE |  | Load Details at 66kV Bus |  |  |  |  | From Bus Number | To Bus Number | Resistance(ohms) | Reactance (ohms) | Capacitance (Farads) | Type of the Conductor | Length (km) | From Bus Number | To Bus Number | Primary Voltage | Secondary Voltage | Rated MVA | % Impedance | Load Details at 11kV bus
[5 empty] | Load directly connected at 66 kV |  | Cap. Conntected at 66 kV(Mvar)
[23 empty] | Load Directly connected at 11kV Bus |  | Cap. Connected at 11kV(Mvar)
|  |  | P(MW) | Q(Mvar) | P(MW) | Q(Mvar) or Power Factor | Date of Commissioning | Installed Value (MVAr) | Operational Value (MVAr) | [13 empty] | P(MW) | Q(Mvar) or Power Factor | Date of Commissioning | Installed Value (MVAr) | Operational Value (MVAr)
120000 | JAGADHARI 66.000 | 66 | [7 empty] | 120000 | 1 | 0.1 | 0.3 | 0.001 | dog | 25 | 1 | X | 66 | 11 | 25 | 14
120001 | TEPLA 66.000 | 66 | [7 empty] | 120001 | 2 | [5 empty] | 2 | Y | 66 | 11
120002 | DHULKOTE 66.000 | 66 | [7 empty] | 120002 | 3 | [5 empty] | 3 | Z | 66 | 11
120003 | BALABGR1 66.000 | 66 | [7 empty] | 120003 | [8 empty] | 66 | 11
120004 | PALLA 66.000 | 66 | [7 empty] | 120004 | [8 empty] | 66 | 11
120004 | PALLA 66.000 | 66 | [7 empty] | 120004 | [8 empty] | 66 | 11
120006 | PALWAL 66.000 | 66 | [7 empty] | 120006 | [8 empty] | 66 | 11
120008 | PALI 66.000 | 66 | [7 empty] | 120008 | [8 empty] | 66 | 11
120022 | REWALI 66.000 | 66 | [7 empty] | 120022 | [8 empty] | 66 | 11
120025 | A5FARIDABAD 66.000 | 66 | [7 empty] | 120025 | [8 empty] | 66 | 11
120028 | BADSHAHPUR1 66.000 | 66 | [7 empty] | 120028 | [8 empty] | 66 | 11
120029 | PANCHKULA 66.000 | 66 | [7 empty] | 120029 | [8 empty] | 66 | 11
120030 | SHAHBAD1 66.000 | 66 | [7 empty] | 120030 | [8 empty] | 66 | 11
120032 | YAMUNA 66.000 | 66 | [7 empty] | 120032 | [8 empty] | 66 | 11
120033 | SALEMPUR 66.000 | 66 | [7 empty] | 120033 | [8 empty] | 66 | 11
120034 | DAULATABAD 66.000 | 66 | [7 empty] | 120034 | [8 empty] | 66 | 11
120035 | MANESAR 66.000 | 66 | [7 empty] | 120035 | [8 empty] | 66 | 11

## Haryana-132kV-a
132kV Nodes from 220/132kV Substation | [9 empty] | 132/11kV Transformer
11kV Line Details
Bus Number | Bus Name | Voltage(kV) | Total Lumped Load in PSSE |  | Load Details at 132kV Bus |  |  |  |  | From Bus Number | To Bus Number | Primary Voltage(kV) | Secondary Voltage(kV) | Rated MVA | % Impedance | Load Details at 11kV bus |  |  |  |  | From Bus Number | To Bus Number | Resistance(ohms) | Reactance (ohms) | Capacitance (Farads) | Type of the conductor | Length(km)
[5 empty] | Load directly connected at 132 kV |  | Cap. Conntected at 132 kV(Mvar)
[16 empty] | Direct Load at 11kV bus |  | Cap. Conntected at 11 kV(Mvar)
|  |  | P(MW) | Q(Mvar) | P(MW) | Q(Mvar) or Power Factor | Date of Commissioning | Installed Value (MVAr) | Operational Value (MVAr) | [6 empty] | P(MW) | Q(Mvar) or Power Factor | Date of Commissioning | Installed Value (MVAr) | Operational Value (MVAr)
121001 | PINJORE 132.00 | 132 | [7 empty] | 121001 | 1 | 132 | 11 | 25 | 14 | [5 empty] | 1 | x | 0.1 | 0.3 | 0.001 | dog | 25
121002 | KAIRU 132.00 | 132 | [7 empty] | 121002 | 2 | 132 | 11 | [7 empty] | 2 | y
121003 | JIND 132.00 | 132 | [7 empty] | 121003 | 3 | 132 | 11 | [7 empty] | 3 | z
121004 | SAFIDON 132.00 | 132 | [7 empty] | 121004 |  | 132 | 11
121005 | SAMALKHA 132.00 | 132 | [7 empty] | 121005 |  | 132 | 11
121006 | NISSING 132.00 | 132 | [7 empty] | 121006 |  | 132 | 11
121008 | BHUNNA 132.00 | 132 | [7 empty] | 121008 |  | 132 | 11
121009 | SONEPAT 132.00 | 132 | [7 empty] | 121009 |  | 132 | 11
121010 | KURUKSHETRA1132.00 | 132 | [7 empty] | 121010 |  | 132 | 11
121011 | KIRORI 132.00 | 132 | [7 empty] | 121011 |  | 132 | 11
121012 | ISHRANA 132.00 | 132 | [7 empty] | 121012 |  | 132 | 11
121013 | REWARI 132.00 | 132 | [7 empty] | 121013 |  | 132 | 11
121014 | NARNAUL 132.00 | 132 | [7 empty] | 121014 |  | 132 | 11
121014 | NARNAUL 132.00 | 132 | [7 empty] | 121014 |  | 132 | 11
121017 | HANSI 132.00 | 132 | [7 empty] | 121017 |  | 132 | 11
121018 | MOHINDERGARH132.00 | 132 | [7 empty] | 121018 |  | 132 | 11
121019 | PANIPAT 132.00 | 132 | [7 empty] | 121019 |  | 132 | 11
121020 | DIWANA 132.00 | 132 | [7 empty] | 121020 |  | 132 | 11
121021 | HISAR 132.00 | 132 | [7 empty] | 121021 |  | 132 | 11
121022 | IA-BHIWANI 132.00 | 132 | [7 empty] | 121022 |  | 132 | 11
121023 | SIRSA 132.00 | 132 | [7 empty] | 121023 |  | 132 | 11
121023 | SIRSA 132.00 | 132 | [7 empty] | 121023 |  | 132 | 11
121024 | BAPORA 132.00 | 132 | [7 empty] | 121024 |  | 132 | 11
121025 | JINDALSTEEL 132.00 | 132 | [7 empty] | 121025 |  | 132 | 11
121026 | FATEHABAD21 132.00 | 132 | [7 empty] | 121026 |  | 132 | 11
121027 | RANIA 132.00 | 132 | [7 empty] | 121027 |  | 132 | 11
121028 | PTPS 132.00 | 132 | [7 empty] | 121028 |  | 132 | 11
121029 | ROHTAK 132.00 | 132 | [7 empty] | 121029 |  | 132 | 11
121029 | ROHTAK 132.00 | 132 | [7 empty] | 121029 |  | 132 | 11
121030 | KARNAL 132.00 | 132 | [7 empty] | 121030 |  | 132 | 11
121031 | BHUSTHAL 132.00 | 132 | [7 empty] | 121031 |  | 132 | 11
121032 | ADHOUN 132.00 | 132 | [7 empty] | 121032 |  | 132 | 11
121033 | IA-HISAR 132.00 | 132 | [7 empty] | 121033 |  | 132 | 11
121033 | IA-HISAR 132.00 | 132 | [7 empty] | 121033 |  | 132 | 11
121034 | UNISPUR 132.00 | 132 | [7 empty] | 121034 |  | 132 | 11
121035 | LUKHI 132.00 | 132 | [7 empty] | 121035 |  | 132 | 11
121036 | PEHOWA 132.00 | 132 | [7 empty] | 121036 |  | 132 | 11
121037 | CHEEKA21 132.00 | 132 | [7 empty] | 121037 |  | 132 | 11
121038 | KAITHAL 132.00 | 132 | [7 empty] | 121038 |  | 132 | 11
121039 | KIRMICH 132.00 | 132 | [7 empty] | 121039 |  | 132 | 11
121040 | ISHERWAL 132.00 | 132 | [7 empty] | 121040 |  | 132 | 11
121041 | MASUDPUR 132.00 | 132 | [7 empty] | 121041 |  | 132 | 11
121042 | BHIWANI1 132.00 | 132 | [7 empty] | 121042 |  | 132 | 11
121043 | NAUTCH 132.00 | 132 | [7 empty] | 121043 |  | 132 | 11
121044 | BODHNI 132.00 | 132 | [7 empty] | 121044 |  | 132 | 11
121045 | DHAND 132.00 | 132 | [7 empty] | 121045 |  | 132 | 11
121046 | ISMAILABAD 132.00 | 132 | [7 empty] | 121046 |  | 132 | 11
121047 | MALIKPUR 132.00 | 132 | [7 empty] | 121047 |  | 132 | 11
121048 | BHORE 132.00 | 132 | [7 empty] | 121048 |  | 132 | 11
121049 | NARWANA-OLD 132.00 | 132 | [7 empty] | 121049 |  | 132 | 11
121050 | KURUNGWALI 132.00 | 132 | [7 empty] | 121050 |  | 132 | 11
121052 | INDRI 132.00 | 132 | [7 empty] | 121052 |  | 132 | 11
121053 | AMIN 132.00 | 132 | [7 empty] | 121053 |  | 132 | 11
121054 | SAGGA 132.00 | 132 | [7 empty] | 121054 |  | 132 | 11
121055 | JUNDLA 132.00 | 132 | [7 empty] | 121055 |  | 132 | 11
121056 | ASSANDH 132.00 | 132 | [7 empty] | 121056 |  | 132 | 11
121057 | JALMANA 132.00 | 132 | [7 empty] | 121057 |  | 132 | 11
121057 | JALMANA 132.00 | 132 | [7 empty] | 121057 |  | 132 | 11
121058 | MUNAK 132.00 | 132 | [7 empty] | 121058 |  | 132 | 11
121059 | GHARAUND 132.00 | 132 | [7 empty] | 121059 |  | 132 | 11
121060 | MADHUBAN 132.00 | 132 | [7 empty] | 121060 |  | 132 | 11
121061 | NEWAL 132.00 | 132 | [7 empty] | 121061 |  | 132 | 11
121062 | BHADSON 132.00 | 132 | [7 empty] | 121062 |  | 132 | 11
121063 | NAGLAMEGHA 132.00 | 132 | [7 empty] | 121063 |  | 132 | 11
121064 | NIDANA 132.00 | 132 | [7 empty] | 121064 |  | 132 | 11
121065 | RAJOUND 132.00 | 132 | [7 empty] | 121065 |  | 132 | 11
121066 | PAI 132.00 | 132 | [7 empty] | 121066 |  | 132 | 11
121067 | RASINA 132.00 | 132 | [7 empty] | 121067 |  | 132 | 11
121068 | KAUL 132.00 | 132 | [7 empty] | 121068 |  | 132 | 11
121069 | PADLA 132.00 | 132 | [7 empty] | 121069 |  | 132 | 11
121070 | PUNDRI 132.00 | 132 | [7 empty] | 121070 |  | 132 | 11
121071 | SAMALKHA21 132.00 | 132 | [7 empty] | 121071 |  | 132 | 11
121072 | BHAGAL 132.00 | 132 | [7 empty] | 121072 |  | 132 | 11
121073 | CHAKULAD 132.00 | 132 | [7 empty] | 121073 |  | 132 | 11
121074 | KHERI-GU 132.00 | 132 | [7 empty] | 121074 |  | 132 | 11
121075 | THANA 132.00 | 132 | [7 empty] | 121075 |  | 132 | 11
121076 | KABULPUR 132.00 | 132 | [7 empty] | 121076 |  | 132 | 11
121077 | HABRI 132.00 | 132 | [7 empty] | 121077 |  | 132 | 11
121078 | MOHANA 132.00 | 132 | [7 empty] | 121078 |  | 132 | 11
121079 | HSIIDC-R 132.00 | 132 | [7 empty] | 121079 |  | 132 | 11
121080 | RAI 132.00 | 132 | [7 empty] | 121080 |  | 132 | 11
121081 | KUNDLI 132.00 | 132 | [7 empty] | 121081 |  | 132 | 11
121082 | MURTHAL 132.00 | 132 | [7 empty] | 121082 |  | 132 | 11
121083 | GANNUAR 132.00 | 132 | [7 empty] | 121083 |  | 132 | 11
121084 | HARSANA 132.00 | 132 | [7 empty] | 121084 |  | 132 | 11
121085 | DEEPALPUR 132.00 | 132 | [7 empty] | 121085 |  | 132 | 11
121086 | KHARKHOD 132.00 | 132 | [7 empty] | 121086 |  | 132 | 11
121087 | NARWANA-NEW 132.00 | 132 | [7 empty] | 121087 |  | 132 | 11
121088 | DHAMTAAN 132.00 | 132 | [7 empty] | 121088 |  | 132 | 11
121089 | GARHI 132.00 | 132 | [7 empty] | 121089 |  | 132 | 11
121090 | DHANOURI 132.00 | 132 | [7 empty] | 121090 |  | 132 | 11
121091 | UCHANA 132.00 | 132 | [7 empty] | 121091 |  | 132 | 11
121092 | GHOGHARI 132.00 | 132 | [7 empty] | 121092 |  | 132 | 11
121093 | DURALA1 132.00 | 132 | [7 empty] | 121093 |  | 132 | 11
121094 | NUHIYANWALI 132.00 | 132 | [7 empty] | 121094 |  | 132 | 11
121095 | SITAMAI 132.00 | 132 | [7 empty] | 121095 |  | 132 | 11
121096 | BEGA 132.00 | 132 | [7 empty] | 121096 |  | 132 | 11
121098 | HSIIDC-BAWAL132.00 | 132 | [7 empty] | 121098 |  | 132 | 11
121099 | NANGL MOHANP132.00 | 132 | [7 empty] | 121099 |  | 132 | 11
121100 | SEKA 132.00 | 132 | [7 empty] | 121100 |  | 132 | 11
121101 | PALI 132.00 | 132 | [7 empty] | 121101 |  | 132 | 11
121102 | GARNAWATI 132.00 | 132 | [7 empty] | 121102 |  | 132 | 11
121103 | KALANAUR 132.00 | 132 | [7 empty] | 121103 |  | 132 | 11
121104 | BHADANA 132.00 | 132 | [7 empty] | 121104 |  | 132 | 11
121105 | BADLI 132.00 | 132 | [7 empty] | 121105 |  | 132 | 11
121106 | ASSAUDHA 132.00 | 132 | [7 empty] | 121106 |  | 132 | 11
121107 | KANGTHALI 132.00 | 132 | [7 empty] | 121107 |  | 132 | 11
121108 | MELAGROUND 132.00 | 132 | [7 empty] | 121108 |  | 132 | 11
121109 | NILOKHERI 132.00 | 132 | [7 empty] | 121109 |  | 132 | 11
121110 | PIPLI 132.00 | 132 | [7 empty] | 121110 |  | 132 | 11
121112 | RAMNAGARIA 132.00 | 132 | [7 empty] | 121112 |  | 132 | 11
121113 | MUNDIAKH_TAP132.00 | 132 | [7 empty] | 121113 |  | 132 | 11
121114 | NAGURAN 132.00 | 132 | [7 empty] | 121114 |  | 132 | 11
121115 | ALEWA 132.00 | 132 | [7 empty] | 121115 |  | 132 | 11
121116 | KHERI-TA 132.00 | 132 | [7 empty] | 121116 |  | 132 | 11
121117 | JIND-OLD 132.00 | 132 | [7 empty] | 121117 |  | 132 | 11
121118 | JULANA 132.00 | 132 | [7 empty] | 121118 |  | 132 | 11
121119 | JIND-NEW 132.00 | 132 | [7 empty] | 121119 |  | 132 | 11
121120 | DABLAIN 132.00 | 132 | [7 empty] | 121120 |  | 132 | 11
121121 | MADLODA 132.00 | 132 | [7 empty] | 121121 |  | 132 | 11
121122 | CHHAJPUR 132.00 | 132 | [7 empty] | 121122 |  | 132 | 11
121123 | CHANDOLI 132.00 | 132 | [7 empty] | 121123 |  | 132 | 11
121124 | BEHOLI 132.00 | 132 | [7 empty] | 121124 |  | 132 | 11
121125 | NAULTHA 132.00 | 132 | [7 empty] | 121125 |  | 132 | 11
121126 | MDU-ROHTAK 132.00 | 132 | [7 empty] | 121126 |  | 132 | 11
121127 | SE-3-ROHTAK 132.00 | 132 | [7 empty] | 121127 |  | 132 | 11
121128 | HSIIDC-ROHTA132.00 | 132 | [7 empty] | 121128 |  | 132 | 11
121129 | SAMPLA 132.00 | 132 | [7 empty] | 121129 |  | 132 | 11
121130 | JHAJJAR 132.00 | 132 | [7 empty] | 121130 |  | 132 | 11
121131 | BERI 132.00 | 132 | [7 empty] | 121131 |  | 132 | 11
121132 | MIE 132.00 | 132 | [7 empty] | 121132 |  | 132 | 11
121133 | GOHANA 132.00 | 132 | [7 empty] | 121133 |  | 132 | 11
121134 | CHORMAR 132.00 | 132 | [7 empty] | 121134 |  | 132 | 11
121135 | MUDLANA 132.00 | 132 | [7 empty] | 121135 |  | 132 | 11
121136 | JASSIA 132.00 | 132 | [7 empty] | 121136 |  | 132 | 11
121137 | MAHAM 132.00 | 132 | [7 empty] | 121137 |  | 132 | 11
121138 | GOTHRA-P 132.00 | 132 | [7 empty] | 121138 |  | 132 | 11
121139 | BAWAL 132.00 | 132 | [7 empty] | 121139 |  | 132 | 11
121139 | BAWAL 132.00 | 132 | [7 empty] | 121139 |  | 132 | 11
121140 | DHANONDA 132.00 | 132 | [7 empty] | 121140 |  | 132 | 11
121141 | KOSLI 132.00 | 132 | [7 empty] | 121141 |  | 132 | 11
121142 | BUROLI 132.00 | 132 | [7 empty] | 121142 |  | 132 | 11
121143 | DAHINA 132.00 | 132 | [7 empty] | 121143 |  | 132 | 11
121144 | SATNALI 132.00 | 132 | [7 empty] | 121144 |  | 132 | 11
121145 | KANINA 132.00 | 132 | [7 empty] | 121145 |  | 132 | 11
121146 | N-CHOUDHURY 132.00 | 132 | [7 empty] | 121146 |  | 132 | 11
121147 | ATELI-MA 132.00 | 132 | [7 empty] | 121147 |  | 132 | 11
121148 | BATTA 132.00 | 132 | [7 empty] | 121148 |  | 132 | 11
121149 | DUDHIAN 132.00 | 132 | [7 empty] | 121149 |  | 132 | 11
121150 | JUI 132.00 | 132 | [7 empty] | 121150 |  | 132 | 11
121151 | DIGHAWA 132.00 | 132 | [7 empty] | 121151 |  | 132 | 11
121152 | STAUNDI 132.00 | 132 | [7 empty] | 121152 |  | 132 | 11
121153 | BEHAL 132.00 | 132 | [7 empty] | 121153 |  | 132 | 11
121154 | LOHARU 132.00 | 132 | [7 empty] | 121154 |  | 132 | 11
121155 | DADR1-HS 132.00 | 132 | [7 empty] | 121155 |  | 132 | 11
121156 | ATELA-KA 132.00 | 132 | [7 empty] | 121156 |  | 132 | 11
121157 | MATANHAI 132.00 | 132 | [7 empty] | 121157 |  | 132 | 11
121158 | BAHU 132.00 | 132 | [7 empty] | 121158 |  | 132 | 11
121159 | JHOJHUKALAN 132.00 | 132 | [7 empty] | 121159 |  | 132 | 11
121160 | BIBIPUR 132.00 | 132 | [7 empty] | 121160 |  | 132 | 11
121161 | KHANPUR_HR 132.00 | 132 | [7 empty] | 121161 |  | 132 | 11
121162 | BEGU 132.00 | 132 | [7 empty] | 121162 |  | 132 | 11
121163 | KABRI 132.00 | 132 | [7 empty] | 121163 |  | 132 | 11
121164 | SAGWAN 132.00 | 132 | [7 empty] | 121164 |  | 132 | 11
121165 | ODHAN 132.00 | 132 | [7 empty] | 121165 |  | 132 | 11
121166 | DABWALI 132.00 | 132 | [7 empty] | 121166 |  | 132 | 11
121167 | ASSAKHERA 132.00 | 132 | [7 empty] | 121167 |  | 132 | 11
121168 | JEEWANAGAR 132.00 | 132 | [7 empty] | 121168 |  | 132 | 11
121169 | KARIWALA 132.00 | 132 | [7 empty] | 121169 |  | 132 | 11
121170 | ELLENABAD 132.00 | 132 | [7 empty] | 121170 |  | 132 | 11
121171 | MADHOSIN 132.00 | 132 | [7 empty] | 121171 |  | 132 | 11
121172 | NARNAUND 132.00 | 132 | [7 empty] | 121172 |  | 132 | 11
121173 | MIRAN 132.00 | 132 | [7 empty] | 121173 |  | 132 | 11
121174 | TOSHAM 132.00 | 132 | [7 empty] | 121174 |  | 132 | 11
121175 | DADHIBANA 132.00 | 132 | [7 empty] | 121175 |  | 132 | 11
121176 | LULAAHIR 132.00 | 132 | [7 empty] | 121176 |  | 132 | 11
121177 | KHANAK 132.00 | 132 | [7 empty] | 121177 |  | 132 | 11
121178 | BEER 132.00 | 132 | [7 empty] | 121178 |  | 132 | 11
121179 | ADAMPUR 132.00 | 132 | [7 empty] | 121179 |  | 132 | 11
121180 | TOHANA 132.00 | 132 | [7 empty] | 121180 |  | 132 | 11
121181 | UKLANA 132.00 | 132 | [7 empty] | 121181 |  | 132 | 11
121182 | RATIA 132.00 | 132 | [7 empty] | 121182 |  | 132 | 11
121183 | AHERWAN 132.00 | 132 | [7 empty] | 121183 |  | 132 | 11
121184 | DHARSUL 132.00 | 132 | [7 empty] | 121184 |  | 132 | 11
121185 | JAKHAL 132.00 | 132 | [7 empty] | 121185 |  | 132 | 11
121186 | BHATTU 132.00 | 132 | [7 empty] | 121186 |  | 132 | 11
121187 | BHUTHAN 132.00 | 132 | [7 empty] | 121187 |  | 132 | 11
121188 | ARYA-NANGAL 132.00 | 132 | [7 empty] | 121188 |  | 132 | 11
121189 | BARWALA 132.00 | 132 | [7 empty] | 121189 |  | 132 | 11
121190 | TELIWARA 132.00 | 132 | [7 empty] | 121190 |  | 132 | 11
121191 | KHEDAR 132.00 | 132 | [7 empty] | 121191 |  | 132 | 11
121192 | BERLA 132.00 | 132 | [7 empty] | 121192 |  | 132 | 11
121193 | KHAIREKAN 132.00 | 132 | [7 empty] | 121193 |  | 132 | 11
121194 | SIKANDERPUR 132.00 | 132 | [7 empty] | 121194 |  | 132 | 11
121195 | DING 132.00 | 132 | [7 empty] | 121195 |  | 132 | 11
121196 | HALLUWAS 132.00 | 132 | [7 empty] | 121196 |  | 132 | 11
121197 | KAIT-CIT 132.00 | 132 | [7 empty] | 121197 |  | 132 | 11
121198 | CHEEKA1 132.00 | 132 | [7 empty] | 121198 |  | 132 | 11
121199 | RAMBA 132.00 | 132 | [7 empty] | 121199 |  | 132 | 11
121200 | FAZILPUR 132.00 | 132 | [7 empty] | 121200 |  | 132 | 11
121201 | ROHTAK-C 132.00 | 132 | [7 empty] | 121201 |  | 132 | 11
121202 | DADR2-HS 132.00 | 132 | [7 empty] | 121202 |  | 132 | 11
121203 | NUNAMAJR 132.00 | 132 | [7 empty] | 121203 |  | 132 | 11
121204 | BHADRA 132.00 | 132 | [7 empty] | 121204 |  | 132 | 11
121205 | FATEHABAD1 132.00 | 132 | [7 empty] | 121205 |  | 132 | 11
121206 | SIWAN 132.00 | 132 | [7 empty] | 121206 |  | 132 | 11
121208 | BIANA 132.00 | 132 | [7 empty] | 121208 |  | 132 | 11
121209 | DABRI 132.00 | 132 | [7 empty] | 121209 |  | 132 | 11
121210 | BALLAH 132.00 | 132 | [7 empty] | 121210 |  | 132 | 11
121211 | PANIPAT S-29132.00 | 132 | [7 empty] | 121211 |  | 132 | 11
121212 | IOC 132.00 | 132 | [7 empty] | 121212 |  | 132 | 11
121213 | KHURANA 132.00 | 132 | [7 empty] | 121213 |  | 132 | 11
121215 | BAHADURG 132.00 | 132 | [7 empty] | 121215 |  | 132 | 11

## Haryana-132kV-b
132kV Nodes from 220/132kV Substation | [9 empty] | 132/33kV Configuration | [10 empty] | 33kV Line Details | [6 empty] | 33/11 kV Transformer
Bus Number | Bus Name | Voltage(kV) | Total Lumped Load in PSSE |  | Load Details at 132kV Bus |  |  |  |  | From Bus Number | To Bus Number | Primary Voltage(kV) | Secondary Voltage(kV) | Rated MVA | % Impedance | Load Details at 33kV bus |  |  |  |  | From Bus Number | To Bus Number | Resistance(ohms) | Reactance (ohms) | Capacitance (Farads) | Type of Conductor | Length(km) | From Bus Number | To Bus Number | Primary Voltage(kV) | Secondary Voltage(kV) | Rated MVA | % Impedance | Load Details at 11kV bus
[5 empty] | Load directly connected at 132 kV |  | Cap. Connected at 132 kV(Mvar)
[16 empty] | Direct Load at 33kV bus |  | Cap. Conntected at 33kV(Mvar) | [15 empty] | Direct Load at11kV bus |  | Cap. Conntected at 11 kV(Mvar)
|  |  | P(MW) | Q(Mvar) | P(MW) | Q(Mvar) or Power Factor | Date of Commissioning | Installed Value (MVAr) | Operational Value (MVAr) | [6 empty] | P(MW) | Q(Mvar) or Power Factor | Date of Commissioning | Installed Value (MVAr) | Operational Value (MVAr) | [13 empty] | P(MW) | Q(Mvar) or Power Factor | Date of Commissioning | Installed Value (MVAr) | Operational Value (MVAr)
121001 | PINJORE 132.00 | 132 | [7 empty] | 121001 | 1 | 132 | 33 | 25 | 14 | [5 empty] | 1 | x | 0.1 | 0.3 | 0.001 | dog | 25 | x | 1a1a | 33 | 11 | 25 | 14
121002 | KAIRU 132.00 | 132 | [7 empty] | 121002 | 2 | 132 | 33 | [7 empty] | 2 | y | [5 empty] | y | 2a2a | 33 | 11
121003 | JIND 132.00 | 132 | [7 empty] | 121003 | 3 | 132 | 33 | [7 empty] | 3 | z | [5 empty] | z | 3a3a | 33 | 11
121004 | SAFIDON 132.00 | 132 | [7 empty] | 121004 |  | 132 | 33 | [16 empty] | 33 | 11
121005 | SAMALKHA 132.00 | 132 | [7 empty] | 121005 |  | 132 | 33 | [16 empty] | 33 | 11
121006 | NISSING 132.00 | 132 | [7 empty] | 121006 |  | 132 | 33 | [16 empty] | 33 | 11
121008 | BHUNNA 132.00 | 132 | [7 empty] | 121008 |  | 132 | 33 | [16 empty] | 33 | 11
121009 | SONEPAT 132.00 | 132 | [7 empty] | 121009 |  | 132 | 33 | [16 empty] | 33 | 11
121010 | KURUKSHETRA1132.00 | 132 | [7 empty] | 121010 |  | 132 | 33 | [16 empty] | 33 | 11
121011 | KIRORI 132.00 | 132 | [7 empty] | 121011 |  | 132 | 33 | [16 empty] | 33 | 11
121012 | ISHRANA 132.00 | 132 | [7 empty] | 121012 |  | 132 | 33 | [16 empty] | 33 | 11
121013 | REWARI 132.00 | 132 | [7 empty] | 121013 |  | 132 | 33 | [16 empty] | 33 | 11
121014 | NARNAUL 132.00 | 132 | [7 empty] | 121014 |  | 132 | 33 | [16 empty] | 33 | 11
121014 | NARNAUL 132.00 | 132 | [7 empty] | 121014 |  | 132 | 33 | [16 empty] | 33 | 11
121017 | HANSI 132.00 | 132 | [7 empty] | 121017 |  | 132 | 33 | [16 empty] | 33 | 11
121018 | MOHINDERGARH132.00 | 132 | [7 empty] | 121018 |  | 132 | 33 | [16 empty] | 33 | 11
121019 | PANIPAT 132.00 | 132 | [7 empty] | 121019 |  | 132 | 33 | [16 empty] | 33 | 11
121020 | DIWANA 132.00 | 132 | [7 empty] | 121020 |  | 132 | 33 | [16 empty] | 33 | 11
121021 | HISAR 132.00 | 132 | [7 empty] | 121021 |  | 132 | 33 | [16 empty] | 33 | 11
121022 | IA-BHIWANI 132.00 | 132 | [7 empty] | 121022 |  | 132 | 33 | [16 empty] | 33 | 11
121023 | SIRSA 132.00 | 132 | [7 empty] | 121023 |  | 132 | 33 | [16 empty] | 33 | 11
121023 | SIRSA 132.00 | 132 | [7 empty] | 121023 |  | 132 | 33 | [16 empty] | 33 | 11
121024 | BAPORA 132.00 | 132 | [7 empty] | 121024 |  | 132 | 33 | [16 empty] | 33 | 11
121025 | JINDALSTEEL 132.00 | 132 | [7 empty] | 121025 |  | 132 | 33 | [16 empty] | 33 | 11
121026 | FATEHABAD21 132.00 | 132 | [7 empty] | 121026 |  | 132 | 33 | [16 empty] | 33 | 11
121027 | RANIA 132.00 | 132 | [7 empty] | 121027 |  | 132 | 33 | [16 empty] | 33 | 11
121028 | PTPS 132.00 | 132 | [7 empty] | 121028 |  | 132 | 33 | [16 empty] | 33 | 11
121029 | ROHTAK 132.00 | 132 | [7 empty] | 121029 |  | 132 | 33 | [16 empty] | 33 | 11
121029 | ROHTAK 132.00 | 132 | [7 empty] | 121029 |  | 132 | 33 | [16 empty] | 33 | 11
121030 | KARNAL 132.00 | 132 | [7 empty] | 121030 |  | 132 | 33 | [16 empty] | 33 | 11
121031 | BHUSTHAL 132.00 | 132 | [7 empty] | 121031 |  | 132 | 33 | [16 empty] | 33 | 11
121032 | ADHOUN 132.00 | 132 | [7 empty] | 121032 |  | 132 | 33 | [16 empty] | 33 | 11
121033 | IA-HISAR 132.00 | 132 | [7 empty] | 121033 |  | 132 | 33 | [16 empty] | 33 | 11
121033 | IA-HISAR 132.00 | 132 | [7 empty] | 121033 |  | 132 | 33 | [16 empty] | 33 | 11
121034 | UNISPUR 132.00 | 132 | [7 empty] | 121034 |  | 132 | 33 | [16 empty] | 33 | 11
121035 | LUKHI 132.00 | 132 | [7 empty] | 121035 |  | 132 | 33 | [16 empty] | 33 | 11
121036 | PEHOWA 132.00 | 132 | [7 empty] | 121036 |  | 132 | 33 | [16 empty] | 33 | 11
121037 | CHEEKA21 132.00 | 132 | [7 empty] | 121037 |  | 132 | 33 | [16 empty] | 33 | 11
121038 | KAITHAL 132.00 | 132 | [7 empty] | 121038 |  | 132 | 33 | [16 empty] | 33 | 11
121039 | KIRMICH 132.00 | 132 | [7 empty] | 121039 |  | 132 | 33 | [16 empty] | 33 | 11
121040 | ISHERWAL 132.00 | 132 | [7 empty] | 121040 |  | 132 | 33 | [16 empty] | 33 | 11
121041 | MASUDPUR 132.00 | 132 | [7 empty] | 121041 |  | 132 | 33 | [16 empty] | 33 | 11
121042 | BHIWANI1 132.00 | 132 | [7 empty] | 121042 |  | 132 | 33 | [16 empty] | 33 | 11
121043 | NAUTCH 132.00 | 132 | [7 empty] | 121043 |  | 132 | 33 | [16 empty] | 33 | 11
121044 | BODHNI 132.00 | 132 | [7 empty] | 121044 |  | 132 | 33 | [16 empty] | 33 | 11
121045 | DHAND 132.00 | 132 | [7 empty] | 121045 |  | 132 | 33 | [16 empty] | 33 | 11
121046 | ISMAILABAD 132.00 | 132 | [7 empty] | 121046 |  | 132 | 33 | [16 empty] | 33 | 11
121047 | MALIKPUR 132.00 | 132 | [7 empty] | 121047 |  | 132 | 33 | [16 empty] | 33 | 11
121048 | BHORE 132.00 | 132 | [7 empty] | 121048 |  | 132 | 33 | [16 empty] | 33 | 11
121049 | NARWANA-OLD 132.00 | 132 | [7 empty] | 121049 |  | 132 | 33 | [16 empty] | 33 | 11
121050 | KURUNGWALI 132.00 | 132 | [7 empty] | 121050 |  | 132 | 33 | [16 empty] | 33 | 11
121052 | INDRI 132.00 | 132 | [7 empty] | 121052 |  | 132 | 33 | [16 empty] | 33 | 11
121053 | AMIN 132.00 | 132 | [7 empty] | 121053 |  | 132 | 33 | [16 empty] | 33 | 11
121054 | SAGGA 132.00 | 132 | [7 empty] | 121054 |  | 132 | 33 | [16 empty] | 33 | 11
121055 | JUNDLA 132.00 | 132 | [7 empty] | 121055 |  | 132 | 33 | [16 empty] | 33 | 11
121056 | ASSANDH 132.00 | 132 | [7 empty] | 121056 |  | 132 | 33 | [16 empty] | 33 | 11
121057 | JALMANA 132.00 | 132 | [7 empty] | 121057 |  | 132 | 33 | [16 empty] | 33 | 11
121057 | JALMANA 132.00 | 132 | [7 empty] | 121057 |  | 132 | 33 | [16 empty] | 33 | 11
121058 | MUNAK 132.00 | 132 | [7 empty] | 121058 |  | 132 | 33 | [16 empty] | 33 | 11
121059 | GHARAUND 132.00 | 132 | [7 empty] | 121059 |  | 132 | 33 | [16 empty] | 33 | 11
121060 | MADHUBAN 132.00 | 132 | [7 empty] | 121060 |  | 132 | 33 | [16 empty] | 33 | 11
121061 | NEWAL 132.00 | 132 | [7 empty] | 121061 |  | 132 | 33 | [16 empty] | 33 | 11
121062 | BHADSON 132.00 | 132 | [7 empty] | 121062 |  | 132 | 33 | [16 empty] | 33 | 11
121063 | NAGLAMEGHA 132.00 | 132 | [7 empty] | 121063 |  | 132 | 33 | [16 empty] | 33 | 11
121064 | NIDANA 132.00 | 132 | [7 empty] | 121064 |  | 132 | 33 | [16 empty] | 33 | 11
121065 | RAJOUND 132.00 | 132 | [7 empty] | 121065 |  | 132 | 33 | [16 empty] | 33 | 11
121066 | PAI 132.00 | 132 | [7 empty] | 121066 |  | 132 | 33 | [16 empty] | 33 | 11
121067 | RASINA 132.00 | 132 | [7 empty] | 121067 |  | 132 | 33 | [16 empty] | 33 | 11
121068 | KAUL 132.00 | 132 | [7 empty] | 121068 |  | 132 | 33 | [16 empty] | 33 | 11
121069 | PADLA 132.00 | 132 | [7 empty] | 121069 |  | 132 | 33 | [16 empty] | 33 | 11
121070 | PUNDRI 132.00 | 132 | [7 empty] | 121070 |  | 132 | 33 | [16 empty] | 33 | 11
121071 | SAMALKHA21 132.00 | 132 | [7 empty] | 121071 |  | 132 | 33 | [16 empty] | 33 | 11
121072 | BHAGAL 132.00 | 132 | [7 empty] | 121072 |  | 132 | 33 | [16 empty] | 33 | 11
121073 | CHAKULAD 132.00 | 132 | [7 empty] | 121073 |  | 132 | 33 | [16 empty] | 33 | 11
121074 | KHERI-GU 132.00 | 132 | [7 empty] | 121074 |  | 132 | 33 | [16 empty] | 33 | 11
121075 | THANA 132.00 | 132 | [7 empty] | 121075 |  | 132 | 33 | [16 empty] | 33 | 11
121076 | KABULPUR 132.00 | 132 | [7 empty] | 121076 |  | 132 | 33 | [16 empty] | 33 | 11
121077 | HABRI 132.00 | 132 | [7 empty] | 121077 |  | 132 | 33 | [16 empty] | 33 | 11
121078 | MOHANA 132.00 | 132 | [7 empty] | 121078 |  | 132 | 33 | [16 empty] | 33 | 11
121079 | HSIIDC-R 132.00 | 132 | [7 empty] | 121079 |  | 132 | 33 | [16 empty] | 33 | 11
121080 | RAI 132.00 | 132 | [7 empty] | 121080 |  | 132 | 33 | [16 empty] | 33 | 11
121081 | KUNDLI 132.00 | 132 | [7 empty] | 121081 |  | 132 | 33 | [16 empty] | 33 | 11
121082 | MURTHAL 132.00 | 132 | [7 empty] | 121082 |  | 132 | 33 | [16 empty] | 33 | 11
121083 | GANNUAR 132.00 | 132 | [7 empty] | 121083 |  | 132 | 33 | [16 empty] | 33 | 11
121084 | HARSANA 132.00 | 132 | [7 empty] | 121084 |  | 132 | 33 | [16 empty] | 33 | 11
121085 | DEEPALPUR 132.00 | 132 | [7 empty] | 121085 |  | 132 | 33 | [16 empty] | 33 | 11
121086 | KHARKHOD 132.00 | 132 | [7 empty] | 121086 |  | 132 | 33 | [16 empty] | 33 | 11
121087 | NARWANA-NEW 132.00 | 132 | [7 empty] | 121087 |  | 132 | 33 | [16 empty] | 33 | 11
121088 | DHAMTAAN 132.00 | 132 | [7 empty] | 121088 |  | 132 | 33 | [16 empty] | 33 | 11
121089 | GARHI 132.00 | 132 | [7 empty] | 121089 |  | 132 | 33 | [16 empty] | 33 | 11
121090 | DHANOURI 132.00 | 132 | [7 empty] | 121090 |  | 132 | 33 | [16 empty] | 33 | 11
121091 | UCHANA 132.00 | 132 | [7 empty] | 121091 |  | 132 | 33 | [16 empty] | 33 | 11
121092 | GHOGHARI 132.00 | 132 | [7 empty] | 121092 |  | 132 | 33 | [16 empty] | 33 | 11
121093 | DURALA1 132.00 | 132 | [7 empty] | 121093 |  | 132 | 33 | [16 empty] | 33 | 11
121094 | NUHIYANWALI 132.00 | 132 | [7 empty] | 121094 |  | 132 | 33 | [16 empty] | 33 | 11
121095 | SITAMAI 132.00 | 132 | [7 empty] | 121095 |  | 132 | 33 | [16 empty] | 33 | 11
121096 | BEGA 132.00 | 132 | [7 empty] | 121096 |  | 132 | 33 | [16 empty] | 33 | 11
121098 | HSIIDC-BAWAL132.00 | 132 | [7 empty] | 121098 |  | 132 | 33 | [16 empty] | 33 | 11
121099 | NANGL MOHANP132.00 | 132 | [7 empty] | 121099 |  | 132 | 33 | [16 empty] | 33 | 11
121100 | SEKA 132.00 | 132 | [7 empty] | 121100 |  | 132 | 33 | [16 empty] | 33 | 11
121101 | PALI 132.00 | 132 | [7 empty] | 121101 |  | 132 | 33 | [16 empty] | 33 | 11
121102 | GARNAWATI 132.00 | 132 | [7 empty] | 121102 |  | 132 | 33 | [16 empty] | 33 | 11
121103 | KALANAUR 132.00 | 132 | [7 empty] | 121103 |  | 132 | 33 | [16 empty] | 33 | 11
121104 | BHADANA 132.00 | 132 | [7 empty] | 121104 |  | 132 | 33 | [16 empty] | 33 | 11
121105 | BADLI 132.00 | 132 | [7 empty] | 121105 |  | 132 | 33 | [16 empty] | 33 | 11
121106 | ASSAUDHA 132.00 | 132 | [7 empty] | 121106 |  | 132 | 33 | [16 empty] | 33 | 11
121107 | KANGTHALI 132.00 | 132 | [7 empty] | 121107 |  | 132 | 33 | [16 empty] | 33 | 11
121108 | MELAGROUND 132.00 | 132 | [7 empty] | 121108 |  | 132 | 33 | [16 empty] | 33 | 11
121109 | NILOKHERI 132.00 | 132 | [7 empty] | 121109 |  | 132 | 33 | [16 empty] | 33 | 11
121110 | PIPLI 132.00 | 132 | [7 empty] | 121110 |  | 132 | 33 | [16 empty] | 33 | 11
121112 | RAMNAGARIA 132.00 | 132 | [7 empty] | 121112 |  | 132 | 33 | [16 empty] | 33 | 11
121113 | MUNDIAKH_TAP132.00 | 132 | [7 empty] | 121113 |  | 132 | 33 | [16 empty] | 33 | 11
121114 | NAGURAN 132.00 | 132 | [7 empty] | 121114 |  | 132 | 33 | [16 empty] | 33 | 11
121115 | ALEWA 132.00 | 132 | [7 empty] | 121115 |  | 132 | 33 | [16 empty] | 33 | 11
121116 | KHERI-TA 132.00 | 132 | [7 empty] | 121116 |  | 132 | 33 | [16 empty] | 33 | 11
121117 | JIND-OLD 132.00 | 132 | [7 empty] | 121117 |  | 132 | 33 | [16 empty] | 33 | 11
121118 | JULANA 132.00 | 132 | [7 empty] | 121118 |  | 132 | 33 | [16 empty] | 33 | 11
121119 | JIND-NEW 132.00 | 132 | [7 empty] | 121119 |  | 132 | 33 | [16 empty] | 33 | 11
121120 | DABLAIN 132.00 | 132 | [7 empty] | 121120 |  | 132 | 33 | [16 empty] | 33 | 11
121121 | MADLODA 132.00 | 132 | [7 empty] | 121121 |  | 132 | 33 | [16 empty] | 33 | 11
121122 | CHHAJPUR 132.00 | 132 | [7 empty] | 121122 |  | 132 | 33 | [16 empty] | 33 | 11
121123 | CHANDOLI 132.00 | 132 | [7 empty] | 121123 |  | 132 | 33 | [16 empty] | 33 | 11
121124 | BEHOLI 132.00 | 132 | [7 empty] | 121124 |  | 132 | 33 | [16 empty] | 33 | 11
121125 | NAULTHA 132.00 | 132 | [7 empty] | 121125 |  | 132 | 33 | [16 empty] | 33 | 11
121126 | MDU-ROHTAK 132.00 | 132 | [7 empty] | 121126 |  | 132 | 33 | [16 empty] | 33 | 11
121127 | SE-3-ROHTAK 132.00 | 132 | [7 empty] | 121127 |  | 132 | 33 | [16 empty] | 33 | 11
121128 | HSIIDC-ROHTA132.00 | 132 | [7 empty] | 121128 |  | 132 | 33 | [16 empty] | 33 | 11
121129 | SAMPLA 132.00 | 132 | [7 empty] | 121129 |  | 132 | 33 | [16 empty] | 33 | 11
121130 | JHAJJAR 132.00 | 132 | [7 empty] | 121130 |  | 132 | 33 | [16 empty] | 33 | 11
121131 | BERI 132.00 | 132 | [7 empty] | 121131 |  | 132 | 33 | [16 empty] | 33 | 11
121132 | MIE 132.00 | 132 | [7 empty] | 121132 |  | 132 | 33 | [16 empty] | 33 | 11
121133 | GOHANA 132.00 | 132 | [7 empty] | 121133 |  | 132 | 33 | [16 empty] | 33 | 11
121134 | CHORMAR 132.00 | 132 | [7 empty] | 121134 |  | 132 | 33 | [16 empty] | 33 | 11
121135 | MUDLANA 132.00 | 132 | [7 empty] | 121135 |  | 132 | 33 | [16 empty] | 33 | 11
121136 | JASSIA 132.00 | 132 | [7 empty] | 121136 |  | 132 | 33 | [16 empty] | 33 | 11
121137 | MAHAM 132.00 | 132 | [7 empty] | 121137 |  | 132 | 33 | [16 empty] | 33 | 11
121138 | GOTHRA-P 132.00 | 132 | [7 empty] | 121138 |  | 132 | 33 | [16 empty] | 33 | 11
121139 | BAWAL 132.00 | 132 | [7 empty] | 121139 |  | 132 | 33 | [16 empty] | 33 | 11
121139 | BAWAL 132.00 | 132 | [7 empty] | 121139 |  | 132 | 33 | [16 empty] | 33 | 11
121140 | DHANONDA 132.00 | 132 | [7 empty] | 121140 |  | 132 | 33 | [16 empty] | 33 | 11
121141 | KOSLI 132.00 | 132 | [7 empty] | 121141 |  | 132 | 33 | [16 empty] | 33 | 11
121142 | BUROLI 132.00 | 132 | [7 empty] | 121142 |  | 132 | 33 | [16 empty] | 33 | 11
121143 | DAHINA 132.00 | 132 | [7 empty] | 121143 |  | 132 | 33 | [16 empty] | 33 | 11
121144 | SATNALI 132.00 | 132 | [7 empty] | 121144 |  | 132 | 33 | [16 empty] | 33 | 11
121145 | KANINA 132.00 | 132 | [7 empty] | 121145 |  | 132 | 33 | [16 empty] | 33 | 11
121146 | N-CHOUDHURY 132.00 | 132 | [7 empty] | 121146 |  | 132 | 33 | [16 empty] | 33 | 11
121147 | ATELI-MA 132.00 | 132 | [7 empty] | 121147 |  | 132 | 33 | [16 empty] | 33 | 11
121148 | BATTA 132.00 | 132 | [7 empty] | 121148 |  | 132 | 33 | [16 empty] | 33 | 11
121149 | DUDHIAN 132.00 | 132 | [7 empty] | 121149 |  | 132 | 33 | [16 empty] | 33 | 11
121150 | JUI 132.00 | 132 | [7 empty] | 121150 |  | 132 | 33 | [16 empty] | 33 | 11
121151 | DIGHAWA 132.00 | 132 | [7 empty] | 121151 |  | 132 | 33 | [16 empty] | 33 | 11
121152 | STAUNDI 132.00 | 132 | [7 empty] | 121152 |  | 132 | 33 | [16 empty] | 33 | 11
121153 | BEHAL 132.00 | 132 | [7 empty] | 121153 |  | 132 | 33 | [16 empty] | 33 | 11
121154 | LOHARU 132.00 | 132 | [7 empty] | 121154 |  | 132 | 33 | [16 empty] | 33 | 11
121155 | DADR1-HS 132.00 | 132 | [7 empty] | 121155 |  | 132 | 33 | [16 empty] | 33 | 11
121156 | ATELA-KA 132.00 | 132 | [7 empty] | 121156 |  | 132 | 33 | [16 empty] | 33 | 11
121157 | MATANHAI 132.00 | 132 | [7 empty] | 121157 |  | 132 | 33 | [16 empty] | 33 | 11
121158 | BAHU 132.00 | 132 | [7 empty] | 121158 |  | 132 | 33 | [16 empty] | 33 | 11
121159 | JHOJHUKALAN 132.00 | 132 | [7 empty] | 121159 |  | 132 | 33 | [16 empty] | 33 | 11
121160 | BIBIPUR 132.00 | 132 | [7 empty] | 121160 |  | 132 | 33 | [16 empty] | 33 | 11
121161 | KHANPUR_HR 132.00 | 132 | [7 empty] | 121161 |  | 132 | 33 | [16 empty] | 33 | 11
121162 | BEGU 132.00 | 132 | [7 empty] | 121162 |  | 132 | 33 | [16 empty] | 33 | 11
121163 | KABRI 132.00 | 132 | [7 empty] | 121163 |  | 132 | 33 | [16 empty] | 33 | 11
121164 | SAGWAN 132.00 | 132 | [7 empty] | 121164 |  | 132 | 33 | [16 empty] | 33 | 11
121165 | ODHAN 132.00 | 132 | [7 empty] | 121165 |  | 132 | 33 | [16 empty] | 33 | 11
121166 | DABWALI 132.00 | 132 | [7 empty] | 121166 |  | 132 | 33 | [16 empty] | 33 | 11
121167 | ASSAKHERA 132.00 | 132 | [7 empty] | 121167 |  | 132 | 33 | [16 empty] | 33 | 11
121168 | JEEWANAGAR 132.00 | 132 | [7 empty] | 121168 |  | 132 | 33 | [16 empty] | 33 | 11
121169 | KARIWALA 132.00 | 132 | [7 empty] | 121169 |  | 132 | 33 | [16 empty] | 33 | 11
121170 | ELLENABAD 132.00 | 132 | [7 empty] | 121170 |  | 132 | 33 | [16 empty] | 33 | 11
121171 | MADHOSIN 132.00 | 132 | [7 empty] | 121171 |  | 132 | 33 | [16 empty] | 33 | 11
121172 | NARNAUND 132.00 | 132 | [7 empty] | 121172 |  | 132 | 33 | [16 empty] | 33 | 11
121173 | MIRAN 132.00 | 132 | [7 empty] | 121173 |  | 132 | 33 | [16 empty] | 33 | 11
121174 | TOSHAM 132.00 | 132 | [7 empty] | 121174 |  | 132 | 33 | [16 empty] | 33 | 11
121175 | DADHIBANA 132.00 | 132 | [7 empty] | 121175 |  | 132 | 33 | [16 empty] | 33 | 11
121176 | LULAAHIR 132.00 | 132 | [7 empty] | 121176 |  | 132 | 33 | [16 empty] | 33 | 11
121177 | KHANAK 132.00 | 132 | [7 empty] | 121177 |  | 132 | 33 | [16 empty] | 33 | 11
121178 | BEER 132.00 | 132 | [7 empty] | 121178 |  | 132 | 33 | [16 empty] | 33 | 11
121179 | ADAMPUR 132.00 | 132 | [7 empty] | 121179 |  | 132 | 33 | [16 empty] | 33 | 11
121180 | TOHANA 132.00 | 132 | [7 empty] | 121180 |  | 132 | 33 | [16 empty] | 33 | 11
121181 | UKLANA 132.00 | 132 | [7 empty] | 121181 |  | 132 | 33 | [16 empty] | 33 | 11
121182 | RATIA 132.00 | 132 | [7 empty] | 121182 |  | 132 | 33 | [16 empty] | 33 | 11
121183 | AHERWAN 132.00 | 132 | [7 empty] | 121183 |  | 132 | 33 | [16 empty] | 33 | 11
121184 | DHARSUL 132.00 | 132 | [7 empty] | 121184 |  | 132 | 33 | [16 empty] | 33 | 11
121185 | JAKHAL 132.00 | 132 | [7 empty] | 121185 |  | 132 | 33 | [16 empty] | 33 | 11
121186 | BHATTU 132.00 | 132 | [7 empty] | 121186 |  | 132 | 33 | [16 empty] | 33 | 11
121187 | BHUTHAN 132.00 | 132 | [7 empty] | 121187 |  | 132 | 33 | [16 empty] | 33 | 11
121188 | ARYA-NANGAL 132.00 | 132 | [7 empty] | 121188 |  | 132 | 33 | [16 empty] | 33 | 11
121189 | BARWALA 132.00 | 132 | [7 empty] | 121189 |  | 132 | 33 | [16 empty] | 33 | 11
121190 | TELIWARA 132.00 | 132 | [7 empty] | 121190 |  | 132 | 33 | [16 empty] | 33 | 11
121191 | KHEDAR 132.00 | 132 | [7 empty] | 121191 |  | 132 | 33 | [16 empty] | 33 | 11
121192 | BERLA 132.00 | 132 | [7 empty] | 121192 |  | 132 | 33 | [16 empty] | 33 | 11
121193 | KHAIREKAN 132.00 | 132 | [7 empty] | 121193 |  | 132 | 33 | [16 empty] | 33 | 11
121194 | SIKANDERPUR 132.00 | 132 | [7 empty] | 121194 |  | 132 | 33 | [16 empty] | 33 | 11
121195 | DING 132.00 | 132 | [7 empty] | 121195 |  | 132 | 33 | [16 empty] | 33 | 11
121196 | HALLUWAS 132.00 | 132 | [7 empty] | 121196 |  | 132 | 33 | [16 empty] | 33 | 11
121197 | KAIT-CIT 132.00 | 132 | [7 empty] | 121197 |  | 132 | 33 | [16 empty] | 33 | 11
121198 | CHEEKA1 132.00 | 132 | [7 empty] | 121198 |  | 132 | 33 | [16 empty] | 33 | 11
121199 | RAMBA 132.00 | 132 | [7 empty] | 121199 |  | 132 | 33 | [16 empty] | 33 | 11
121200 | FAZILPUR 132.00 | 132 | [7 empty] | 121200 |  | 132 | 33 | [16 empty] | 33 | 11
121201 | ROHTAK-C 132.00 | 132 | [7 empty] | 121201 |  | 132 | 33 | [16 empty] | 33 | 11
121202 | DADR2-HS 132.00 | 132 | [7 empty] | 121202 |  | 132 | 33 | [16 empty] | 33 | 11
121203 | NUNAMAJR 132.00 | 132 | [7 empty] | 121203 |  | 132 | 33 | [16 empty] | 33 | 11
121204 | BHADRA 132.00 | 132 | [7 empty] | 121204 |  | 132 | 33 | [16 empty] | 33 | 11
121205 | FATEHABAD1 132.00 | 132 | [7 empty] | 121205 |  | 132 | 33 | [16 empty] | 33 | 11
121206 | SIWAN 132.00 | 132 | [7 empty] | 121206 |  | 132 | 33 | [16 empty] | 33 | 11
121208 | BIANA 132.00 | 132 | [7 empty] | 121208 |  | 132 | 33 | [16 empty] | 33 | 11
121209 | DABRI 132.00 | 132 | [7 empty] | 121209 |  | 132 | 33 | [16 empty] | 33 | 11
121210 | BALLAH 132.00 | 132 | [7 empty] | 121210 |  | 132 | 33 | [16 empty] | 33 | 11
121211 | PANIPAT S-29132.00 | 132 | [7 empty] | 121211 |  | 132 | 33 | [16 empty] | 33 | 11
121212 | IOC 132.00 | 132 | [7 empty] | 121212 |  | 132 | 33 | [16 empty] | 33 | 11
121213 | KHURANA 132.00 | 132 | [7 empty] | 121213 |  | 132 | 33 | [16 empty] | 33 | 11
121215 | BAHADURG 132.00 | 132 | [7 empty] | 121215 |  | 132 | 33 | [16 empty] | 33 | 11

## Delhi_33kV
66kV Nodes from 220/66kV Substation | [9 empty] | 33 kVLine Details | [6 empty] | 33/11 kV Transformer
Bus Number | Bus Name | Voltage(kV) | Total Lumped Load in PSSE |  | Load Details at 33kV Bus |  |  |  |  | From Bus Number | To Bus Number | Resistance (ohms) | Reactance (ohms) | Capacitance (Farads) | Type | Length (km) | From Bus Number | To Bus Number | Primary Voltage | Secondary Voltage | Rated MVA | % Impedance | Load Details at 11kV bus
[5 empty] | Load directly connected at 33 kV |  | Cap. Connected at 33kV(Mvar)
[23 empty] | Load Directly Connected at 11kV Bus |  | Cap. Connected at 11 kV(Mvar)
|  |  | P(MW) | Q(Mvar) | P(MW) | Q(Mvar) or Power Factor | Date of Commissioning | Installed Value (MVAr) | Operational Value (MVAr) | [13 empty] | P(MW) | Q(Mvar) or Power Factor | Date of Commissioning | Installed Value (MVAr) | Operational Value (MVAr)
140005 | RAJGHATG 33.000 | 33 | [7 empty] | 140005 | 1 | 0.1 | 0.3 | 0.001 | dog | 25 | 1 | X | 33 | 11 | 25 | 14
140011 | BURARI 33.000 | 33 | [7 empty] | 140011 | 2 | [5 empty] | 2 | Y | 33 | 11
140012 | OKHLA 33.000 | 33 | [7 empty] | 140012 | 3 | [5 empty] | 3 | Z | 33 | 11
140014 | SABJIMANDI 33.000 | 33 | [7 empty] | 140014 | [8 empty] | 33 | 11
140015 | SHAHBAGH 33.000 | 33 | [7 empty] | 140015 | [8 empty] | 33 | 11
140020 | NARAINA 33.000 | 33 | [7 empty] | 140020 | [8 empty] | 33 | 11
140022 | ROHTAK33 33.000 | 33 | [7 empty] | 140022 | [8 empty] | 33 | 11
140023 | PARKSTREET 33.000 | 33 | [7 empty] | 140023 | [8 empty] | 33 | 11
140025 | LODIROAD 33.000 | 33 | [7 empty] | 140025 | [8 empty] | 33 | 11
140028 | PATPARGANJ 33.000 | 33 | [7 empty] | 140028 | [8 empty] | 33 | 11
140029 | GEETACOLONY 33.000 | 33 | [7 empty] | 140029 | [8 empty] | 33 | 11
140030 | KASHMIRIGATE33.000 | 33 | [7 empty] | 140030 | [8 empty] | 33 | 11
140033 | MASJIDMOTH 33.000 | 33 | [7 empty] | 140033 | [8 empty] | 33 | 11
140034 | AIIMS 33.000 | 33 | [7 empty] | 140034 | [8 empty] | 33 | 11
140035 | ELECTRICLANE33.000 | 33 | [7 empty] | 140035 | [8 empty] | 33 | 11
140038 | WAZIRPUR 33.000 | 33 | [7 empty] | 140038 | [8 empty] | 33 | 11
140041 | IP 33.000 | 33 | [7 empty] | 140041 | [8 empty] | 33 | 11
140044 | PEERAGHARI 33.000 | 33 | [7 empty] | 140044 | [8 empty] | 33 | 11

## Delhi_66kV
66kV Nodes from 220/66kV Substation | [9 empty] | 66 kVLine Details | [6 empty] | 66/11 kV Transformer
Bus Number | Bus Name | Voltage(kV) | Total Lumped Load in PSSE |  | Load Details at 66kV Bus |  |  |  |  | From Bus Number | To Bus Number | Resistance(ohms) | Reactance (ohms) | Capacitance (Farads) | Type | Length | From Bus Number | To Bus Number | Primary Voltage | Secondary Voltage | Rated MVA | % Impedance | Load Details at 11kV bus
[5 empty] | Load directly connected at 66 kV |  | Cap. Connected at 66 kV(Mvar)
[23 empty] | Load Directly connected at 11kV Bus |  | Cap. Connected at 11kV(Mvar)
|  |  | P(MW) | Q(Mvar) | P(MW) | Q(Mvar) or Power Factor | Date of Commissioning | Installed Value (MVAr) | Operational Value (MVAr) | [13 empty] | P(MW) | Q(Mvar) or Power Factor | Date of Commissioning | Installed Value (MVAr) | Operational Value (MVAr)
140000 | RIDGEVALLEY 66.000 | 66 | [7 empty] | 140000 | 1 | 0.1 | 0.3 | 0.001 | dog | 25 | 1 | X | 66 | 11 | 25 | 14
140001 | DEL_GAS6 66.000 | 66 | [7 empty] | 140001 | 2 | [5 empty] | 2 | Y | 66 | 11
140003 | NARELA_D 66.000 | 66 | [7 empty] | 140003 | 3 | [5 empty] | 3 | Z | 66 | 11
140004 | PATPARGANJ 66.000 | 66 | [7 empty] | 140004 | [8 empty] | 66 | 11
140006 | BAWANA 66.000 | 66 | [7 empty] | 140006 | [8 empty] | 66 | 11
140007 | OKHLA 66.000 | 66 | [7 empty] | 140007 | [8 empty] | 66 | 11
140008 | MEHRAULI_B 66.000 | 66 | [7 empty] | 140008 | [8 empty] | 66 | 11
140009 | NAZAFGARH_B 66.000 | 66 | [7 empty] | 140009 | [8 empty] | 66 | 11
140010 | VASANTKUJ 66.000 | 66 | [7 empty] | 140010 | [8 empty] | 66 | 11
140013 | PAPANKALAN-166.000 | 66 | [7 empty] | 140013 | [8 empty] | 66 | 11
140016 | ROHINI 66.000 | 66 | [7 empty] | 140016 | [8 empty] | 66 | 11
140017 | BURARI 66.000 | 66 | [7 empty] | 140017 | [8 empty] | 66 | 11
140018 | PARKSTREET 66.000 | 66 | [7 empty] | 140018 | [8 empty] | 66 | 11
140019 | SARITAVIHAR 66.000 | 66 | [7 empty] | 140019 | [8 empty] | 66 | 11
140021 | ROHTAKROAD 66.000 | 66 | [7 empty] | 140021 | [8 empty] | 66 | 11
140024 | DIAL 66.000 | 66 | [7 empty] | 140024 | [8 empty] | 66 | 11
140026 | WAZIRABAD 66.000 | 66 | [7 empty] | 140026 | [8 empty] | 66 | 11
140027 | MEHRAULI_S 66.000 | 66 | [7 empty] | 140027 | [8 empty] | 66 | 11
140031 | KANJHAWALA 66.000 | 66 | [7 empty] | 140031 | [8 empty] | 66 | 11
140032 | PAPANKALA-II66.000 | 66 | [7 empty] | 140032 | [8 empty] | 66 | 11
140036 | DSIDCBAWANA 66.000 | 66 | [7 empty] | 140036 | [8 empty] | 66 | 11
140037 | ROHINI-II_6666.000 | 66 | [7 empty] | 140037 | [8 empty] | 66 | 11
140039 | MUNDKA 66.000 | 66 | [7 empty] | 140039 | [8 empty] | 66 | 11
140040 | HARSHVIHAR 66.000 | 66 | [7 empty] | 140040 | [8 empty] | 66 | 11
140042 | GAZIPUR 66.000 | 66 | [7 empty] | 140042 | [8 empty] | 66 | 11

## UP-132
132kV Nodes from 220/132kV Substation | [9 empty] | 132/33 kV Transformer | [10 empty] | 33 kVLine Details | [6 empty] | 33/11 kV Transformer
Bus Number | Bus Name | Voltage(kV) | Total Lumped Load in PSSE |  | Load Details at 132kV Bus |  |  |  |  | From Bus Number | To Bus Number | Primary Voltage | Secondary Voltage | Rated MVA | % Impedance | Load Details at 33 kV bus |  |  |  |  | From Bus Number | To Bus Number | Resistance(ohms) | Reactance (ohms) | Capacitance (Farads) | Type of the conductor | Length (km) | From Bus Number | To Bus Number | Primary Voltage | Secondary Voltage | Rated MVA | % Impedance | Load Details at 11kV bus
[5 empty] | Load directly connected at 132 kV |  | Cap. Connected at 132 kV(Mvar)
[16 empty] | Load Directly connected at 33 kV Bus |  | Cap. Conntected at33 kV(Mvar) | [15 empty] | Load Directly connected at 11kV Bus |  | Cap. Connected at 11 kV(Mvar)
|  |  | P(MW) | Q(Mvar) | P(MW) | Q(Mvar) or Power Factor | Date of Commissioning | Installed Value (MVAr) | Operational Value (MVAr) | [6 empty] | P(MW) | Q(Mvar) or Power Factor | Date of Commissioning | Installed Value (MVAr) | Operational Value (MVAr) | [13 empty] | P(MW) | Q(Mvar) or Power Factor | Date of Commissioning | Installed Value (MVAr) | Operational Value (MVAr)
151000 | NOIDA_UP 132.00 | 132 | [7 empty] | 151000 | 1 | 132 | 33 | 25 | 14 | [5 empty] | 1 | x | 0.1 | 0.3 | 0.001 | dog | 25 | x | aa | 33 | 11 | 25 | 14
151001 | GOKUL 132.00 | 132 | [7 empty] | 151001 | 2 | 132 | 33 | [7 empty] | 2 | y | [5 empty] | y | bb | 33 | 11
151002 | GNOIDA1 132.00 | 132 | [7 empty] | 151002 | 3 | 132 | 33 | [7 empty] | 3 | z | [5 empty] | z | cc | 33 | 11
151003 | ATRAULI1 132.00 | 132 | [7 empty] | 151003 |  | 132 | 33 | [16 empty] | 33 | 11
151004 | BARAUT1 132.00 | 132 | [7 empty] | 151004 |  | 132 | 33 | [16 empty] | 33 | 11
151005 | AGRAN1 132.00 | 132 | [7 empty] | 151005 |  | 132 | 33 | [16 empty] | 33 | 11
151006 | AGRACANT 132.00 | 132 | [7 empty] | 151006 |  | 132 | 33 | [16 empty] | 33 | 11
151007 | UNNAO1 132.00 | 132 | [7 empty] | 151007 |  | 132 | 33 | [16 empty] | 33 | 11
151007 | UNNAO1 132.00 | 132 | [7 empty] | 151007 |  | 132 | 33 | [16 empty] | 33 | 11
151008 | AGRAFN 132.00 | 132 | [7 empty] | 151008 |  | 132 | 33 | [16 empty] | 33 | 11
151009 | BANDA1 132.00 | 132 | [7 empty] | 151009 |  | 132 | 33 | [16 empty] | 33 | 11
151010 | HATHRAS1 132.00 | 132 | [7 empty] | 151010 |  | 132 | 33 | [16 empty] | 33 | 11
151010 | HATHRAS1 132.00 | 132 | [7 empty] | 151010 |  | 132 | 33 | [16 empty] | 33 | 11
151011 | CHIBRMAU 132.00 | 132 | [7 empty] | 151011 |  | 132 | 33 | [16 empty] | 33 | 11
151012 | ORAI1 132.00 | 132 | [7 empty] | 151012 |  | 132 | 33 | [16 empty] | 33 | 11
151013 | CHINHAT 132.00 | 132 | [7 empty] | 151013 |  | 132 | 33 | [16 empty] | 33 | 11
151014 | PHULPUR1 132.00 | 132 | [7 empty] | 151014 |  | 132 | 33 | [16 empty] | 33 | 11
151015 | SHATABD 132.00 | 132 | [7 empty] | 151015 |  | 132 | 33 | [16 empty] | 33 | 11
151016 | SIMBOLI 132.00 | 132 | [7 empty] | 151016 |  | 132 | 33 | [16 empty] | 33 | 11
151017 | GAJRAULA 132.00 | 132 | [7 empty] | 151017 |  | 132 | 33 | [16 empty] | 33 | 11
151017 | GAJRAULA 132.00 | 132 | [7 empty] | 151017 |  | 132 | 33 | [16 empty] | 33 | 11
151018 | SAMBHAL 132.00 | 132 | [7 empty] | 151018 |  | 132 | 33 | [16 empty] | 33 | 11
151019 | SAHIBAD 132.00 | 132 | [7 empty] | 151019 |  | 132 | 33 | [16 empty] | 33 | 11
151019 | SAHIBAD 132.00 | 132 | [7 empty] | 151019 |  | 132 | 33 | [16 empty] | 33 | 11
151020 | HARDROAD 132.00 | 132 | [7 empty] | 151020 |  | 132 | 33 | [16 empty] | 33 | 11
151021 | NEHTOR1 132.00 | 132 | [7 empty] | 151021 |  | 132 | 33 | [16 empty] | 33 | 11
151022 | DOHANA1 132.00 | 132 | [7 empty] | 151022 |  | 132 | 33 | [16 empty] | 33 | 11
151024 | SHAJANP1 132.00 | 132 | [7 empty] | 151024 |  | 132 | 33 | [16 empty] | 33 | 11
151025 | CBGANJ 132.00 | 132 | [7 empty] | 151025 |  | 132 | 33 | [16 empty] | 33 | 11
151026 | AGRATAJ 132.00 | 132 | [7 empty] | 151026 |  | 132 | 33 | [16 empty] | 33 | 11
151027 | MAU1 132.00 | 132 | [7 empty] | 151027 |  | 132 | 33 | [16 empty] | 33 | 11
151028 | SITAPUR1 132.00 | 132 | [7 empty] | 151028 |  | 132 | 33 | [16 empty] | 33 | 11
151029 | LUCKNOW1 132.00 | 132 | [7 empty] | 151029 |  | 132 | 33 | [16 empty] | 33 | 11
151030 | NAZIBABA 132.00 | 132 | [7 empty] | 151030 |  | 132 | 33 | [16 empty] | 33 | 11
151031 | MURABAD1 132.00 | 132 | [7 empty] | 151031 |  | 132 | 33 | [16 empty] | 33 | 11
151031 | MURABAD1 132.00 | 132 | [7 empty] | 151031 |  | 132 | 33 | [16 empty] | 33 | 11
151032 | MERUT1 132.00 | 132 | [7 empty] | 151032 |  | 132 | 33 | [16 empty] | 33 | 11
151033 | MURADNG1 132.00 | 132 | [7 empty] | 151033 |  | 132 | 33 | [16 empty] | 33 | 11
151034 | SHAMLI1 132.00 | 132 | [7 empty] | 151034 |  | 132 | 33 | [16 empty] | 33 | 11
151035 | SAHARAN1 132.00 | 132 | [7 empty] | 151035 |  | 132 | 33 | [16 empty] | 33 | 11
151036 | AZAMGAR1 132.00 | 132 | [7 empty] | 151036 |  | 132 | 33 | [16 empty] | 33 | 11
151037 | NARA 132.00 | 132 | [7 empty] | 151037 |  | 132 | 33 | [16 empty] | 33 | 11
151038 | KHURJA1 132.00 | 132 | [7 empty] | 151038 |  | 132 | 33 | [16 empty] | 33 | 11
151039 | HARDUGN1 132.00 | 132 | [7 empty] | 151039 |  | 132 | 33 | [16 empty] | 33 | 11
151040 | AGRA1 132.00 | 132 | [7 empty] | 151040 |  | 132 | 33 | [16 empty] | 33 | 11
151041 | DEORIA1 132.00 | 132 | [7 empty] | 151041 |  | 132 | 33 | [16 empty] | 33 | 11
151042 | MAINPUR 132.00 | 132 | [7 empty] | 151042 |  | 132 | 33 | [16 empty] | 33 | 11
151043 | HARDOI1 132.00 | 132 | [7 empty] | 151043 |  | 132 | 33 | [16 empty] | 33 | 11
151044 | PANKI1 132.00 | 132 | [7 empty] | 151044 |  | 132 | 33 | [16 empty] | 33 | 11
151045 | FEROZBD1 132.00 | 132 | [7 empty] | 151045 |  | 132 | 33 | [16 empty] | 33 | 11
151046 | NAUBSTA 132.00 | 132 | [7 empty] | 151046 |  | 132 | 33 | [16 empty] | 33 | 11
151047 | BAH 132.00 | 132 | [7 empty] | 151047 |  | 132 | 33 | [16 empty] | 33 | 11
151048 | AKBARPUR 132.00 | 132 | [7 empty] | 151048 |  | 132 | 33 | [16 empty] | 33 | 11
151049 | OBRA1 132.00 | 132 | [7 empty] | 151049 |  | 132 | 33 | [16 empty] | 33 | 11
151050 | OBRAH1 132.00 | 132 | [7 empty] | 151050 |  | 132 | 33 | [16 empty] | 33 | 11
151051 | RICHA 132.00 | 132 | [7 empty] | 151051 |  | 132 | 33 | [16 empty] | 33 | 11
151052 | ALAHBAD1 132.00 | 132 | [7 empty] | 151052 |  | 132 | 33 | [16 empty] | 33 | 11
151053 | GAZIPR2 132.00 | 132 | [7 empty] | 151053 |  | 132 | 33 | [16 empty] | 33 | 11
151054 | FATEHPR1 132.00 | 132 | [7 empty] | 151054 |  | 132 | 33 | [16 empty] | 33 | 11
151055 | SAHUPR1 132.00 | 132 | [7 empty] | 151055 |  | 132 | 33 | [16 empty] | 33 | 11
151056 | SARNATH1 132.00 | 132 | [7 empty] | 151056 |  | 132 | 33 | [16 empty] | 33 | 11
151057 | BADAUN1 132.00 | 132 | [7 empty] | 151057 |  | 132 | 33 | [16 empty] | 33 | 11
151058 | GORAKPR1 132.00 | 132 | [7 empty] | 151058 |  | 132 | 33 | [16 empty] | 33 | 11
151059 | SULTANP1 132.00 | 132 | [7 empty] | 151059 |  | 132 | 33 | [16 empty] | 33 | 11
151060 | JAUNPUR1 132.00 | 132 | [7 empty] | 151060 |  | 132 | 33 | [16 empty] | 33 | 11
151061 | GONDA1 132.00 | 132 | [7 empty] | 151061 |  | 132 | 33 | [16 empty] | 33 | 11
151062 | CANT_AL 132.00 | 132 | [7 empty] | 151062 |  | 132 | 33 | [16 empty] | 33 | 11
151063 | BASTI1 132.00 | 132 | [7 empty] | 151063 |  | 132 | 33 | [16 empty] | 33 | 11
151064 | ALIGARH2 132.00 | 132 | [7 empty] | 151064 |  | 132 | 33 | [16 empty] | 33 | 11
151065 | RIHND1 132.00 | 132 | [7 empty] | 151065 |  | 132 | 33 | [16 empty] | 33 | 11
151066 | ROBERTG1 132.00 | 132 | [7 empty] | 151066 |  | 132 | 33 | [16 empty] | 33 | 11
151067 | DHAMPR1 132.00 | 132 | [7 empty] | 151067 |  | 132 | 33 | [16 empty] | 33 | 11
151068 | SARSAUL 132.00 | 132 | [7 empty] | 151068 |  | 132 | 33 | [16 empty] | 33 | 11
151069 | ANPARA1 132.00 | 132 | [7 empty] | 151069 |  | 132 | 33 | [16 empty] | 33 | 11
151071 | ALIGARH3 132.00 | 132 | [7 empty] | 151071 |  | 132 | 33 | [16 empty] | 33 | 11
151072 | AMROHA 132.00 | 132 | [7 empty] | 151072 |  | 132 | 33 | [16 empty] | 33 | 11
151073 | ANANDNAG 132.00 | 132 | [7 empty] | 151073 |  | 132 | 33 | [16 empty] | 33 | 11
151074 | AONLA 132.00 | 132 | [7 empty] | 151074 |  | 132 | 33 | [16 empty] | 33 | 11
151075 | IFFCOAON 132.00 | 132 | [7 empty] | 151075 |  | 132 | 33 | [16 empty] | 33 | 11
151076 | AMRAPUR 132.00 | 132 | [7 empty] | 151076 |  | 132 | 33 | [16 empty] | 33 | 11
151077 | AURAI 132.00 | 132 | [7 empty] | 151077 |  | 132 | 33 | [16 empty] | 33 | 11
151078 | AZADNGR 132.00 | 132 | [7 empty] | 151078 |  | 132 | 33 | [16 empty] | 33 | 11
151079 | AZAMGH13 132.00 | 132 | [7 empty] | 151079 |  | 132 | 33 | [16 empty] | 33 | 11
151080 | B.BNGR 132.00 | 132 | [7 empty] | 151080 |  | 132 | 33 | [16 empty] | 33 | 11
151081 | BABRALA 132.00 | 132 | [7 empty] | 151081 |  | 132 | 33 | [16 empty] | 33 | 11
151082 | BACHRANW 132.00 | 132 | [7 empty] | 151082 |  | 132 | 33 | [16 empty] | 33 | 11
151083 | BAGPAT 132.00 | 132 | [7 empty] | 151083 |  | 132 | 33 | [16 empty] | 33 | 11
151084 | BAHRALCH 132.00 | 132 | [7 empty] | 151084 |  | 132 | 33 | [16 empty] | 33 | 11
151085 | BALIA_UP 132.00 | 132 | [7 empty] | 151085 |  | 132 | 33 | [16 empty] | 33 | 11
151086 | BALRAMPU 132.00 | 132 | [7 empty] | 151086 |  | 132 | 33 | [16 empty] | 33 | 11
151087 | BANDA132 132.00 | 132 | [7 empty] | 151087 |  | 132 | 33 | [16 empty] | 33 | 11
151088 | BANGERMA 132.00 | 132 | [7 empty] | 151088 |  | 132 | 33 | [16 empty] | 33 | 11
151089 | BANSI 132.00 | 132 | [7 empty] | 151089 |  | 132 | 33 | [16 empty] | 33 | 11
151090 | BARABANK 132.00 | 132 | [7 empty] | 151090 |  | 132 | 33 | [16 empty] | 33 | 11
151091 | BARELYII 132.00 | 132 | [7 empty] | 151091 |  | 132 | 33 | [16 empty] | 33 | 11
151092 | BARELY-1 132.00 | 132 | [7 empty] | 151092 |  | 132 | 33 | [16 empty] | 33 | 11
151093 | BADHALGA 132.00 | 132 | [7 empty] | 151093 |  | 132 | 33 | [16 empty] | 33 | 11
151094 | NOIDA129 132.00 | 132 | [7 empty] | 151094 |  | 132 | 33 | [16 empty] | 33 | 11
151094 | NOIDA129 132.00 | 132 | [7 empty] | 151094 |  | 132 | 33 | [16 empty] | 33 | 11
151094 | NOIDA129 132.00 | 132 | [7 empty] | 151094 |  | 132 | 33 | [16 empty] | 33 | 11
151095 | BAHADOHI 132.00 | 132 | [7 empty] | 151095 |  | 132 | 33 | [16 empty] | 33 | 11
151096 | BARTHANA 132.00 | 132 | [7 empty] | 151096 |  | 132 | 33 | [16 empty] | 33 | 11
151097 | SUMERPUR 132.00 | 132 | [7 empty] | 151097 |  | 132 | 33 | [16 empty] | 33 | 11
151098 | BHIMNAGR 132.00 | 132 | [7 empty] | 151098 |  | 132 | 33 | [16 empty] | 33 | 11
151099 | BHOOR 132.00 | 132 | [7 empty] | 151099 |  | 132 | 33 | [16 empty] | 33 | 11
151100 | BHOPAROA 132.00 | 132 | [7 empty] | 151100 |  | 132 | 33 | [16 empty] | 33 | 11
151101 | BIJNOUR 132.00 | 132 | [7 empty] | 151101 |  | 132 | 33 | [16 empty] | 33 | 11
151102 | BILARI 132.00 | 132 | [7 empty] | 151102 |  | 132 | 33 | [16 empty] | 33 | 11
151103 | BILHOUR 132.00 | 132 | [7 empty] | 151103 |  | 132 | 33 | [16 empty] | 33 | 11
151104 | BILASPUR 132.00 | 132 | [7 empty] | 151104 |  | 132 | 33 | [16 empty] | 33 | 11
151105 | SOHAWAL 132.00 | 132 | [7 empty] | 151105 |  | 132 | 33 | [16 empty] | 33 | 11
151106 | BISAULI 132.00 | 132 | [7 empty] | 151106 |  | 132 | 33 | [16 empty] | 33 | 11
151107 | BODLA 132.00 | 132 | [7 empty] | 151107 |  | 132 | 33 | [16 empty] | 33 | 11
151108 | BUDHANA 132.00 | 132 | [7 empty] | 151108 |  | 132 | 33 | [16 empty] | 33 | 11
151109 | CHANDOLI 132.00 | 132 | [7 empty] | 151109 |  | 132 | 33 | [16 empty] | 33 | 11
151110 | CHANDAUS 132.00 | 132 | [7 empty] | 151110 |  | 132 | 33 | [16 empty] | 33 | 11
151111 | CHANDPUR 132.00 | 132 | [7 empty] | 151111 |  | 132 | 33 | [16 empty] | 33 | 11
151112 | CHHAPRAU 132.00 | 132 | [7 empty] | 151112 |  | 132 | 33 | [16 empty] | 33 | 11
151113 | CHUNNAR 132.00 | 132 | [7 empty] | 151113 |  | 132 | 33 | [16 empty] | 33 | 11
151114 | CHUTMALP 132.00 | 132 | [7 empty] | 151114 |  | 132 | 33 | [16 empty] | 33 | 11
151115 | DADANGR 132.00 | 132 | [7 empty] | 151115 |  | 132 | 33 | [16 empty] | 33 | 11
151116 | FARIDNAGAR 132.00 | 132 | [7 empty] | 151116 |  | 132 | 33 | [16 empty] | 33 | 11
151118 | DARSHANN 132.00 | 132 | [7 empty] | 151118 |  | 132 | 33 | [16 empty] | 33 | 11
151119 | DASNA 132.00 | 132 | [7 empty] | 151119 |  | 132 | 33 | [16 empty] | 33 | 11
151120 | DEBAI 132.00 | 132 | [7 empty] | 151120 |  | 132 | 33 | [16 empty] | 33 | 11
151121 | DEOBAND 132.00 | 132 | [7 empty] | 151121 |  | 132 | 33 | [16 empty] | 33 | 11
151122 | DEORIA_1 132.00 | 132 | [7 empty] | 151122 |  | 132 | 33 | [16 empty] | 33 | 11
151123 | DIBIYAPU 132.00 | 132 | [7 empty] | 151123 |  | 132 | 33 | [16 empty] | 33 | 11
151124 | DIGHAR 132.00 | 132 | [7 empty] | 151124 |  | 132 | 33 | [16 empty] | 33 | 11
151125 | DOHRIGHA 132.00 | 132 | [7 empty] | 151125 |  | 132 | 33 | [16 empty] | 33 | 11
151126 | DUMERIAG 132.00 | 132 | [7 empty] | 151126 |  | 132 | 33 | [16 empty] | 33 | 11
151127 | ETAH 132.00 | 132 | [7 empty] | 151127 |  | 132 | 33 | [16 empty] | 33 | 11
151128 | ETAWAH 132.00 | 132 | [7 empty] | 151128 |  | 132 | 33 | [16 empty] | 33 | 11
151129 | ETMADPUR 132.00 | 132 | [7 empty] | 151129 |  | 132 | 33 | [16 empty] | 33 | 11
151130 | FARIDPUR 132.00 | 132 | [7 empty] | 151130 |  | 132 | 33 | [16 empty] | 33 | 11
151131 | FATEHGAR 132.00 | 132 | [7 empty] | 151131 |  | 132 | 33 | [16 empty] | 33 | 11
151132 | FATEHABA 132.00 | 132 | [7 empty] | 151132 |  | 132 | 33 | [16 empty] | 33 | 11
151133 | GANGOH 132.00 | 132 | [7 empty] | 151133 |  | 132 | 33 | [16 empty] | 33 | 11
151134 | GAURIGAN 132.00 | 132 | [7 empty] | 151134 |  | 132 | 33 | [16 empty] | 33 | 11
151135 | GAZIPUR1 132.00 | 132 | [7 empty] | 151135 |  | 132 | 33 | [16 empty] | 33 | 11
151136 | GAJOKHAR 132.00 | 132 | [7 empty] | 151136 |  | 132 | 33 | [16 empty] | 33 | 11
151137 | GHATAMPU 132.00 | 132 | [7 empty] | 151137 |  | 132 | 33 | [16 empty] | 33 | 11
151138 | GIDA 132.00 | 132 | [7 empty] | 151138 |  | 132 | 33 | [16 empty] | 33 | 11
151139 | FCI_GORA 132.00 | 132 | [7 empty] | 151139 |  | 132 | 33 | [16 empty] | 33 | 11
151140 | GOLA 132.00 | 132 | [7 empty] | 151140 |  | 132 | 33 | [16 empty] | 33 | 11
151141 | GOMTINAG 132.00 | 132 | [7 empty] | 151141 |  | 132 | 33 | [16 empty] | 33 | 11
151142 | GOPIGANJ 132.00 | 132 | [7 empty] | 151142 |  | 132 | 33 | [16 empty] | 33 | 11
151143 | GULAUTI 132.00 | 132 | [7 empty] | 151143 |  | 132 | 33 | [16 empty] | 33 | 11
151144 | GYANPUR 132.00 | 132 | [7 empty] | 151144 |  | 132 | 33 | [16 empty] | 33 | 11
151145 | BULANDSA 132.00 | 132 | [7 empty] | 151145 |  | 132 | 33 | [16 empty] | 33 | 11
151146 | IND_A_GZ 132.00 | 132 | [7 empty] | 151146 |  | 132 | 33 | [16 empty] | 33 | 11
151147 | MOHANNAG 132.00 | 132 | [7 empty] | 151147 |  | 132 | 33 | [16 empty] | 33 | 11
151148 | MEERUTRO 132.00 | 132 | [7 empty] | 151148 |  | 132 | 33 | [16 empty] | 33 | 11
151149 | HALDARPU 132.00 | 132 | [7 empty] | 151149 |  | 132 | 33 | [16 empty] | 33 | 11
151150 | HANDIA 132.00 | 132 | [7 empty] | 151150 |  | 132 | 33 | [16 empty] | 33 | 11
151151 | HAPUR 132.00 | 132 | [7 empty] | 151151 |  | 132 | 33 | [16 empty] | 33 | 11
151152 | HAPURROA 132.00 | 132 | [7 empty] | 151152 |  | 132 | 33 | [16 empty] | 33 | 11
151153 | HARDUG-A 132.00 | 132 | [7 empty] | 151153 |  | 132 | 33 | [16 empty] | 33 | 11
151154 | HARRIAYA 132.00 | 132 | [7 empty] | 151154 |  | 132 | 33 | [16 empty] | 33 | 11
151155 | INDOGULF 132.00 | 132 | [7 empty] | 151155 |  | 132 | 33 | [16 empty] | 33 | 11
151156 | JAGDISHP 132.00 | 132 | [7 empty] | 151156 |  | 132 | 33 | [16 empty] | 33 | 11
151157 | JAHANGIR 132.00 | 132 | [7 empty] | 151157 |  | 132 | 33 | [16 empty] | 33 | 11
151157 | JAHANGIR 132.00 | 132 | [7 empty] | 151157 |  | 132 | 33 | [16 empty] | 33 | 11
151158 | JAHANABA 132.00 | 132 | [7 empty] | 151158 |  | 132 | 33 | [16 empty] | 33 | 11
151159 | JAINPUR 132.00 | 132 | [7 empty] | 151159 |  | 132 | 33 | [16 empty] | 33 | 11
151160 | JALESAR 132.00 | 132 | [7 empty] | 151160 |  | 132 | 33 | [16 empty] | 33 | 11
151161 | JANSETH 132.00 | 132 | [7 empty] | 151161 |  | 132 | 33 | [16 empty] | 33 | 11
151162 | JASALA 132.00 | 132 | [7 empty] | 151162 |  | 132 | 33 | [16 empty] | 33 | 11
151163 | JASRANA 132.00 | 132 | [7 empty] | 151163 |  | 132 | 33 | [16 empty] | 33 | 11
151164 | JAUNPUR1 132.00 | 132 | [7 empty] | 151164 |  | 132 | 33 | [16 empty] | 33 | 11
151165 | JHANSI 132.00 | 132 | [7 empty] | 151165 |  | 132 | 33 | [16 empty] | 33 | 11
151166 | JHINGANA 132.00 | 132 | [7 empty] | 151166 |  | 132 | 33 | [16 empty] | 33 | 11
151167 | JHUSI 132.00 | 132 | [7 empty] | 151167 |  | 132 | 33 | [16 empty] | 33 | 11
151168 | PURKAZI 132.00 | 132 | [7 empty] | 151168 |  | 132 | 33 | [16 empty] | 33 | 11
151169 | RCGREEN 132.00 | 132 | [7 empty] | 151169 |  | 132 | 33 | [16 empty] | 33 | 11
151170 | BINA 132.00 | 132 | [7 empty] | 151170 |  | 132 | 33 | [16 empty] | 33 | 11
151171 | RAEBAREL 132.00 | 132 | [7 empty] | 151171 |  | 132 | 33 | [16 empty] | 33 | 11
151172 | RAJAPAKA 132.00 | 132 | [7 empty] | 151172 |  | 132 | 33 | [16 empty] | 33 | 11
151173 | RAJAKATA 132.00 | 132 | [7 empty] | 151173 |  | 132 | 33 | [16 empty] | 33 | 11
151174 | RAMPUR 132.00 | 132 | [7 empty] | 151174 |  | 132 | 33 | [16 empty] | 33 | 11
151175 | RAMSENGH 132.00 | 132 | [7 empty] | 151175 |  | 132 | 33 | [16 empty] | 33 | 11
151176 | RASRA 132.00 | 132 | [7 empty] | 151176 |  | 132 | 33 | [16 empty] | 33 | 11
151177 | RATH 132.00 | 132 | [7 empty] | 151177 |  | 132 | 33 | [16 empty] | 33 | 11
151178 | SADABAD 132.00 | 132 | [7 empty] | 151178 |  | 132 | 33 | [16 empty] | 33 | 11
151179 | SAIDPUR 132.00 | 132 | [7 empty] | 151179 |  | 132 | 33 | [16 empty] | 33 | 11
151180 | SALEMPUR 132.00 | 132 | [7 empty] | 151180 |  | 132 | 33 | [16 empty] | 33 | 11
151181 | SANDILA 132.00 | 132 | [7 empty] | 151181 |  | 132 | 33 | [16 empty] | 33 | 11
151182 | SARAON 132.00 | 132 | [7 empty] | 151182 |  | 132 | 33 | [16 empty] | 33 | 11
151183 | SARDHANA 132.00 | 132 | [7 empty] | 151183 |  | 132 | 33 | [16 empty] | 33 | 11
151184 | SEFAI 132.00 | 132 | [7 empty] | 151184 |  | 132 | 33 | [16 empty] | 33 | 11
151185 | SEMRIJAM 132.00 | 132 | [7 empty] | 151185 |  | 132 | 33 | [16 empty] | 33 | 11
151186 | SHAHGANJ 132.00 | 132 | [7 empty] | 151186 |  | 132 | 33 | [16 empty] | 33 | 11
151187 | SHAMSABA 132.00 | 132 | [7 empty] | 151187 |  | 132 | 33 | [16 empty] | 33 | 11
151188 | SHANKARG 132.00 | 132 | [7 empty] | 151188 |  | 132 | 33 | [16 empty] | 33 | 11
151189 | SHATRUGH 132.00 | 132 | [7 empty] | 151189 |  | 132 | 33 | [16 empty] | 33 | 11
151190 | SHIKARPU 132.00 | 132 | [7 empty] | 151190 |  | 132 | 33 | [16 empty] | 33 | 11
151191 | SHIKOHAB 132.00 | 132 | [7 empty] | 151191 |  | 132 | 33 | [16 empty] | 33 | 11
151192 | SIDHAULI 132.00 | 132 | [7 empty] | 151192 |  | 132 | 33 | [16 empty] | 33 | 11
151193 | SIKNDARA 132.00 | 132 | [7 empty] | 151193 |  | 132 | 33 | [16 empty] | 33 | 11
151194 | SIKANDRA 132.00 | 132 | [7 empty] | 151194 |  | 132 | 33 | [16 empty] | 33 | 11
151195 | SIKANDAR 132.00 | 132 | [7 empty] | 151195 |  | 132 | 33 | [16 empty] | 33 | 11
151196 | SINGHAVE 132.00 | 132 | [7 empty] | 151196 |  | 132 | 33 | [16 empty] | 33 | 11
151197 | SIRATHU 132.00 | 132 | [7 empty] | 151197 |  | 132 | 33 | [16 empty] | 33 | 11
151198 | SIYANA 132.00 | 132 | [7 empty] | 151198 |  | 132 | 33 | [16 empty] | 33 | 11
151199 | SONEPUMP 132.00 | 132 | [7 empty] | 151199 |  | 132 | 33 | [16 empty] | 33 | 11
151200 | SREAMBAL 132.00 | 132 | [7 empty] | 151200 |  | 132 | 33 | [16 empty] | 33 | 11
151201 | SURAJPUR 132.00 | 132 | [7 empty] | 151201 |  | 132 | 33 | [16 empty] | 33 | 11
151202 | TAJPUR 132.00 | 132 | [7 empty] | 151202 |  | 132 | 33 | [16 empty] | 33 | 11
151203 | TANDA 132.00 | 132 | [7 empty] | 151203 |  | 132 | 33 | [16 empty] | 33 | 11
151204 | TELCO 132.00 | 132 | [7 empty] | 151204 |  | 132 | 33 | [16 empty] | 33 | 11
151205 | THAKURWA 132.00 | 132 | [7 empty] | 151205 |  | 132 | 33 | [16 empty] | 33 | 11
151206 | THANABHA 132.00 | 132 | [7 empty] | 151206 |  | 132 | 33 | [16 empty] | 33 | 11
151207 | TRIGLASS 132.00 | 132 | [7 empty] | 151207 |  | 132 | 33 | [16 empty] | 33 | 11
151208 | TRT 132.00 | 132 | [7 empty] | 151208 |  | 132 | 33 | [16 empty] | 33 | 11
151209 | KUNDANRO 132.00 | 132 | [7 empty] | 151209 |  | 132 | 33 | [16 empty] | 33 | 11
151210 | SONIK 132.00 | 132 | [7 empty] | 151210 |  | 132 | 33 | [16 empty] | 33 | 11
151211 | USWAN 132.00 | 132 | [7 empty] | 151211 |  | 132 | 33 | [16 empty] | 33 | 11
151212 | VARANASI 132.00 | 132 | [7 empty] | 151212 |  | 132 | 33 | [16 empty] | 33 | 11
151213 | VAISHALI 132.00 | 132 | [7 empty] | 151213 |  | 132 | 33 | [16 empty] | 33 | 11
151214 | VRINDAVA 132.00 | 132 | [7 empty] | 151214 |  | 132 | 33 | [16 empty] | 33 | 11
151215 | ZAMNIA 132.00 | 132 | [7 empty] | 151215 |  | 132 | 33 | [16 empty] | 33 | 11
151216 | SAMBHAL 132.00 | 132 | [7 empty] | 151216 |  | 132 | 33 | [16 empty] | 33 | 11
151217 | MATHURA2 132.00 | 132 | [7 empty] | 151217 |  | 132 | 33 | [16 empty] | 33 | 11
151218 | LALGANJ 132.00 | 132 | [7 empty] | 151218 |  | 132 | 33 | [16 empty] | 33 | 11
151219 | DADRI_13 132.00 | 132 | [7 empty] | 151219 |  | 132 | 33 | [16 empty] | 33 | 11
151220 | RAEBRL_P 132.00 | 132 | [7 empty] | 151220 |  | 132 | 33 | [16 empty] | 33 | 11
151221 | MATH_132 132.00 | 132 | [7 empty] | 151221 |  | 132 | 33 | [16 empty] | 33 | 11
151222 | LEEDOPUR 132.00 | 132 | [7 empty] | 151222 |  | 132 | 33 | [16 empty] | 33 | 11
151223 | YAMUNAPU 132.00 | 132 | [7 empty] | 151223 |  | 132 | 33 | [16 empty] | 33 | 11
151224 | BABUGARH 132.00 | 132 | [7 empty] | 151224 |  | 132 | 33 | [16 empty] | 33 | 11
151225 | INDRAVAL 132.00 | 132 | [7 empty] | 151225 |  | 132 | 33 | [16 empty] | 33 | 11
151226 | RAIBAR-N 132.00 | 132 | [7 empty] | 151226 |  | 132 | 33 | [16 empty] | 33 | 11
151227 | JIGNA 132.00 | 132 | [7 empty] | 151227 |  | 132 | 33 | [16 empty] | 33 | 11
151228 | KADIPUR 132.00 | 132 | [7 empty] | 151228 |  | 132 | 33 | [16 empty] | 33 | 11
151229 | KAYAMGAN 132.00 | 132 | [7 empty] | 151229 |  | 132 | 33 | [16 empty] | 33 | 11
151230 | BITHOOR 132.00 | 132 | [7 empty] | 151230 |  | 132 | 33 | [16 empty] | 33 | 11
151231 | KAMLAPUR 132.00 | 132 | [7 empty] | 151231 |  | 132 | 33 | [16 empty] | 33 | 11
151232 | KANNAUJ 132.00 | 132 | [7 empty] | 151232 |  | 132 | 33 | [16 empty] | 33 | 11
151233 | KANKANKH 132.00 | 132 | [7 empty] | 151233 |  | 132 | 33 | [16 empty] | 33 | 11
151234 | KARCHANA 132.00 | 132 | [7 empty] | 151234 |  | 132 | 33 | [16 empty] | 33 | 11
151235 | KARVI 132.00 | 132 | [7 empty] | 151235 |  | 132 | 33 | [16 empty] | 33 | 11
151236 | KASGANJ 132.00 | 132 | [7 empty] | 151236 |  | 132 | 33 | [16 empty] | 33 | 11
151238 | KASIA 132.00 | 132 | [7 empty] | 151238 |  | 132 | 33 | [16 empty] | 33 | 11
151239 | KASIMABA 132.00 | 132 | [7 empty] | 151239 |  | 132 | 33 | [16 empty] | 33 | 11
151240 | KAURIRAM 132.00 | 132 | [7 empty] | 151240 |  | 132 | 33 | [16 empty] | 33 | 11
151241 | KAJARHAA 132.00 | 132 | [7 empty] | 151241 |  | 132 | 33 | [16 empty] | 33 | 11
151242 | KERAKAT 132.00 | 132 | [7 empty] | 151242 |  | 132 | 33 | [16 empty] | 33 | 11
151243 | KHAGA 132.00 | 132 | [7 empty] | 151243 |  | 132 | 33 | [16 empty] | 33 | 11
151244 | KHAIR 132.00 | 132 | [7 empty] | 151244 |  | 132 | 33 | [16 empty] | 33 | 11
151245 | KHALILAB 132.00 | 132 | [7 empty] | 151245 |  | 132 | 33 | [16 empty] | 33 | 11
151246 | KHATOLI 132.00 | 132 | [7 empty] | 151246 |  | 132 | 33 | [16 empty] | 33 | 11
151247 | KHARAD 132.00 | 132 | [7 empty] | 151247 |  | 132 | 33 | [16 empty] | 33 | 11
151248 | KHURAMNA 132.00 | 132 | [7 empty] | 151248 |  | 132 | 33 | [16 empty] | 33 | 11
151249 | KIRATPUR 132.00 | 132 | [7 empty] | 151249 |  | 132 | 33 | [16 empty] | 33 | 11
151250 | KOLLSA 132.00 | 132 | [7 empty] | 151250 |  | 132 | 33 | [16 empty] | 33 | 11
151251 | KOSIKALA 132.00 | 132 | [7 empty] | 151251 |  | 132 | 33 | [16 empty] | 33 | 11
151252 | KRISHNAN 132.00 | 132 | [7 empty] | 151252 |  | 132 | 33 | [16 empty] | 33 | 11
151253 | KUNDA 132.00 | 132 | [7 empty] | 151253 |  | 132 | 33 | [16 empty] | 33 | 11
151255 | KUNDESHW 132.00 | 132 | [7 empty] | 151255 |  | 132 | 33 | [16 empty] | 33 | 11
151256 | LAKHIMPU 132.00 | 132 | [7 empty] | 151256 |  | 132 | 33 | [16 empty] | 33 | 11
151257 | LAKHAOTI 132.00 | 132 | [7 empty] | 151257 |  | 132 | 33 | [16 empty] | 33 | 11
151258 | LALGANJ 132.00 | 132 | [7 empty] | 151258 |  | 132 | 33 | [16 empty] | 33 | 11
151259 | LALITPUR 132.00 | 132 | [7 empty] | 151259 |  | 132 | 33 | [16 empty] | 33 | 11
151260 | LALUKHER 132.00 | 132 | [7 empty] | 151260 |  | 132 | 33 | [16 empty] | 33 | 11
151261 | LML 132.00 | 132 | [7 empty] | 151261 |  | 132 | 33 | [16 empty] | 33 | 11
151262 | LONI 132.00 | 132 | [7 empty] | 151262 |  | 132 | 33 | [16 empty] | 33 | 11
151263 | SGPGI 132.00 | 132 | [7 empty] | 151263 |  | 132 | 33 | [16 empty] | 33 | 11
151264 | MACHLISH 132.00 | 132 | [7 empty] | 151264 |  | 132 | 33 | [16 empty] | 33 | 11
151265 | MAHOBA 132.00 | 132 | [7 empty] | 151265 |  | 132 | 33 | [16 empty] | 33 | 11
151266 | MALWA 132.00 | 132 | [7 empty] | 151266 |  | 132 | 33 | [16 empty] | 33 | 11
151267 | MANDUADI 132.00 | 132 | [7 empty] | 151267 |  | 132 | 33 | [16 empty] | 33 | 11
151268 | MANJHANP 132.00 | 132 | [7 empty] | 151268 |  | 132 | 33 | [16 empty] | 33 | 11
151269 | MANKAPUR 132.00 | 132 | [7 empty] | 151269 |  | 132 | 33 | [16 empty] | 33 | 11
151270 | MANAURI 132.00 | 132 | [7 empty] | 151270 |  | 132 | 33 | [16 empty] | 33 | 11
151271 | MARLAHU 132.00 | 132 | [7 empty] | 151271 |  | 132 | 33 | [16 empty] | 33 | 11
151272 | MARTINPU 132.00 | 132 | [7 empty] | 151272 |  | 132 | 33 | [16 empty] | 33 | 11
151273 | MATHURA 132.00 | 132 | [7 empty] | 151273 |  | 132 | 33 | [16 empty] | 33 | 11
151274 | MAU_NEW 132.00 | 132 | [7 empty] | 151274 |  | 132 | 33 | [16 empty] | 33 | 11
151275 | MAU_OLD 132.00 | 132 | [7 empty] | 151275 |  | 132 | 33 | [16 empty] | 33 | 11
151276 | MAU_RANI 132.00 | 132 | [7 empty] | 151276 |  | 132 | 33 | [16 empty] | 33 | 11
151277 | MAWANA 132.00 | 132 | [7 empty] | 151277 |  | 132 | 33 | [16 empty] | 33 | 11
151278 | MEDICALC 132.00 | 132 | [7 empty] | 151278 |  | 132 | 33 | [16 empty] | 33 | 11
151279 | MEJAROAD 132.00 | 132 | [7 empty] | 151279 |  | 132 | 33 | [16 empty] | 33 | 11
151280 | MAHARAJG 132.00 | 132 | [7 empty] | 151280 |  | 132 | 33 | [16 empty] | 33 | 11
151281 | MILKIPUR 132.00 | 132 | [7 empty] | 151281 |  | 132 | 33 | [16 empty] | 33 | 11
151282 | MINTOPAR 132.00 | 132 | [7 empty] | 151282 |  | 132 | 33 | [16 empty] | 33 | 11
151283 | MIRZAPUR 132.00 | 132 | [7 empty] | 151283 |  | 132 | 33 | [16 empty] | 33 | 11
151284 | MODISTEE 132.00 | 132 | [7 empty] | 151284 |  | 132 | 33 | [16 empty] | 33 | 11
151285 | MOHADDIP 132.00 | 132 | [7 empty] | 151285 |  | 132 | 33 | [16 empty] | 33 | 11
151286 | MOHAMMAD 132.00 | 132 | [7 empty] | 151286 |  | 132 | 33 | [16 empty] | 33 | 11
151287 | MOHAMMAD 132.00 | 132 | [7 empty] | 151287 |  | 132 | 33 | [16 empty] | 33 | 11
151288 | GULABARI 132.00 | 132 | [7 empty] | 151288 |  | 132 | 33 | [16 empty] | 33 | 11
151289 | MURADABA 132.00 | 132 | [7 empty] | 151289 |  | 132 | 33 | [16 empty] | 33 | 11
151291 | MOTH 132.00 | 132 | [7 empty] | 151291 |  | 132 | 33 | [16 empty] | 33 | 11
151292 | MUZAFARN 132.00 | 132 | [7 empty] | 151292 |  | 132 | 33 | [16 empty] | 33 | 11
151294 | NAGALIKI 132.00 | 132 | [7 empty] | 151294 |  | 132 | 33 | [16 empty] | 33 | 11
151296 | NAINI 132.00 | 132 | [7 empty] | 151296 |  | 132 | 33 | [16 empty] | 33 | 11
151297 | NAKUR 132.00 | 132 | [7 empty] | 151297 |  | 132 | 33 | [16 empty] | 33 | 11
151298 | NANAUTA 132.00 | 132 | [7 empty] | 151298 |  | 132 | 33 | [16 empty] | 33 | 11
151299 | NANAPARA 132.00 | 132 | [7 empty] | 151299 |  | 132 | 33 | [16 empty] | 33 | 11
151300 | SHAHJAHA 132.00 | 132 | [7 empty] | 151300 |  | 132 | 33 | [16 empty] | 33 | 11
151301 | NARAINPU 132.00 | 132 | [7 empty] | 151301 |  | 132 | 33 | [16 empty] | 33 | 11
151302 | NASEERPU 132.00 | 132 | [7 empty] | 151302 |  | 132 | 33 | [16 empty] | 33 | 11
151303 | NEBODPAR 132.00 | 132 | [7 empty] | 151303 |  | 132 | 33 | [16 empty] | 33 | 11
151304 | NEWARIRO 132.00 | 132 | [7 empty] | 151304 |  | 132 | 33 | [16 empty] | 33 | 11
151305 | NIBKAROR 132.00 | 132 | [7 empty] | 151305 |  | 132 | 33 | [16 empty] | 33 | 11
151306 | NIRPURA 132.00 | 132 | [7 empty] | 151306 |  | 132 | 33 | [16 empty] | 33 | 11
151307 | NKN 132.00 | 132 | [7 empty] | 151307 |  | 132 | 33 | [16 empty] | 33 | 11
151308 | NOIDA_II 132.00 | 132 | [7 empty] | 151308 |  | 132 | 33 | [16 empty] | 33 | 11
151309 | NOIDA_IV 132.00 | 132 | [7 empty] | 151309 |  | 132 | 33 | [16 empty] | 33 | 11
151311 | NOIDA_VI 132.00 | 132 | [7 empty] | 151311 |  | 132 | 33 | [16 empty] | 33 | 11
151312 | NOIDA62 132.00 | 132 | [7 empty] | 151312 |  | 132 | 33 | [16 empty] | 33 | 11
151313 | NOIDA62 132.00 | 132 | [7 empty] | 151313 |  | 132 | 33 | [16 empty] | 33 | 11
151314 | ORAI_132 132.00 | 132 | [7 empty] | 151314 |  | 132 | 33 | [16 empty] | 33 | 11
151315 | PALLIA 132.00 | 132 | [7 empty] | 151315 |  | 132 | 33 | [16 empty] | 33 | 11
151316 | PARTAPGA 132.00 | 132 | [7 empty] | 151316 |  | 132 | 33 | [16 empty] | 33 | 11
151317 | PARICHHA 132.00 | 132 | [7 empty] | 151317 |  | 132 | 33 | [16 empty] | 33 | 11
151318 | PARTAPPU 132.00 | 132 | [7 empty] | 151318 |  | 132 | 33 | [16 empty] | 33 | 11
151319 | PATTI 132.00 | 132 | [7 empty] | 151319 |  | 132 | 33 | [16 empty] | 33 | 11
151320 | PHOOLPUR 132.00 | 132 | [7 empty] | 151320 |  | 132 | 33 | [16 empty] | 33 | 11
151321 | IFFCOPHU 132.00 | 132 | [7 empty] | 151321 |  | 132 | 33 | [16 empty] | 33 | 11
151322 | PINHAT 132.00 | 132 | [7 empty] | 151322 |  | 132 | 33 | [16 empty] | 33 | 11
151323 | PUVAYAN 132.00 | 132 | [7 empty] | 151323 |  | 132 | 33 | [16 empty] | 33 | 11
151324 | PURKAYAN 132.00 | 132 | [7 empty] | 151324 |  | 132 | 33 | [16 empty] | 33 | 11
151325 | AKBCHIN 132.00 | 132 | [7 empty] | 151325 |  | 132 | 33 | [16 empty] | 33 | 11
151326 | BALRCHIN 132.00 | 132 | [7 empty] | 151326 |  | 132 | 33 | [16 empty] | 33 | 11
151327 | DCM01 132.00 | 132 | [7 empty] | 151327 |  | 132 | 33 | [16 empty] | 33 | 11
151328 | HAIDER01 132.00 | 132 | [7 empty] | 151328 |  | 132 | 33 | [16 empty] | 33 | 11
151330 | MANCHIN 132.00 | 132 | [7 empty] | 151330 |  | 132 | 33 | [16 empty] | 33 | 11
151331 | RAUCHIN 132.00 | 132 | [7 empty] | 151331 |  | 132 | 33 | [16 empty] | 33 | 11
151332 | TRIVEN01 132.00 | 132 | [7 empty] | 151332 |  | 132 | 33 | [16 empty] | 33 | 11
151333 | TRIVEN02 132.00 | 132 | [7 empty] | 151333 |  | 132 | 33 | [16 empty] | 33 | 11
151334 | KUMBH 132.00 | 132 | [7 empty] | 151334 |  | 132 | 33 | [16 empty] | 33 | 11
151335 | GULARI01 132.00 | 132 | [7 empty] | 151335 |  | 132 | 33 | [16 empty] | 33 | 11
151336 | JKSUGAR 132.00 | 132 | [7 empty] | 151336 |  | 132 | 33 | [16 empty] | 33 | 11
151337 | MAWANA01 132.00 | 132 | [7 empty] | 151337 |  | 132 | 33 | [16 empty] | 33 | 11
151338 | MAWANA02 132.00 | 132 | [7 empty] | 151338 |  | 132 | 33 | [16 empty] | 33 | 11
151339 | MAWANA03 132.00 | 132 | [7 empty] | 151339 |  | 132 | 33 | [16 empty] | 33 | 11
151340 | SBECBIO 132.00 | 132 | [7 empty] | 151340 |  | 132 | 33 | [16 empty] | 33 | 11
151341 | SIMBHO01 132.00 | 132 | [7 empty] | 151341 |  | 132 | 33 | [16 empty] | 33 | 11
151342 | SIMBHO02 132.00 | 132 | [7 empty] | 151342 |  | 132 | 33 | [16 empty] | 33 | 11
151343 | AUGASSI 132.00 | 132 | [7 empty] | 151343 |  | 132 | 33 | [16 empty] | 33 | 11
151344 | OUDH 132.00 | 132 | [7 empty] | 151344 |  | 132 | 33 | [16 empty] | 33 | 11
151345 | DALMI01 132.00 | 132 | [7 empty] | 151345 |  | 132 | 33 | [16 empty] | 33 | 11
151346 | DALMI02 132.00 | 132 | [7 empty] | 151346 |  | 132 | 33 | [16 empty] | 33 | 11
151347 | DALMI03 132.00 | 132 | [7 empty] | 151347 |  | 132 | 33 | [16 empty] | 33 | 11
151348 | KMSAGA 132.00 | 132 | [7 empty] | 151348 |  | 132 | 33 | [16 empty] | 33 | 11
151349 | DWARIK01 132.00 | 132 | [7 empty] | 151349 |  | 132 | 33 | [16 empty] | 33 | 11
151350 | DWARIK02 132.00 | 132 | [7 empty] | 151350 |  | 132 | 33 | [16 empty] | 33 | 11
151351 | SUKHBI 132.00 | 132 | [7 empty] | 151351 |  | 132 | 33 | [16 empty] | 33 | 11
151352 | BAJAJ02 132.00 | 132 | [7 empty] | 151352 |  | 132 | 33 | [16 empty] | 33 | 11
151353 | BAJAJ03 132.00 | 132 | [7 empty] | 151353 |  | 132 | 33 | [16 empty] | 33 | 11
151354 | BAJAJ04 132.00 | 132 | [7 empty] | 151354 |  | 132 | 33 | [16 empty] | 33 | 11
151355 | BDLAPUR 132.00 | 132 | [7 empty] | 151355 |  | 132 | 33 | [16 empty] | 33 | 11
151356 | BAJAJ06 132.00 | 132 | [7 empty] | 151356 |  | 132 | 33 | [16 empty] | 33 | 11
151357 | BAJAJ07 132.00 | 132 | [7 empty] | 151357 |  | 132 | 33 | [16 empty] | 33 | 11
151358 | BAJAJ08 132.00 | 132 | [7 empty] | 151358 |  | 132 | 33 | [16 empty] | 33 | 11
151359 | BAJAJ09 132.00 | 132 | [7 empty] | 151359 |  | 132 | 33 | [16 empty] | 33 | 11
151360 | BAJAJ10 132.00 | 132 | [7 empty] | 151360 |  | 132 | 33 | [16 empty] | 33 | 11
151361 | DCM02 132.00 | 132 | [7 empty] | 151361 |  | 132 | 33 | [16 empty] | 33 | 11
151362 | DCM03 132.00 | 132 | [7 empty] | 151362 |  | 132 | 33 | [16 empty] | 33 | 11
151363 | UTTAM01 132.00 | 132 | [7 empty] | 151363 |  | 132 | 33 | [16 empty] | 33 | 11
151364 | UTTAM02 132.00 | 132 | [7 empty] | 151364 |  | 132 | 33 | [16 empty] | 33 | 11
151365 | DHAMPU01 132.00 | 132 | [7 empty] | 151365 |  | 132 | 33 | [16 empty] | 33 | 11
151366 | DHAMPU02 132.00 | 132 | [7 empty] | 151366 |  | 132 | 33 | [16 empty] | 33 | 11
151367 | DHAMPU03 132.00 | 132 | [7 empty] | 151367 |  | 132 | 33 | [16 empty] | 33 | 11
151368 | UPPERG 132.00 | 132 | [7 empty] | 151368 |  | 132 | 33 | [16 empty] | 33 | 11
151369 | CHADA 132.00 | 132 | [7 empty] | 151369 |  | 132 | 33 | [16 empty] | 33 | 11
151370 | DAURAL 132.00 | 132 | [7 empty] | 151370 |  | 132 | 33 | [16 empty] | 33 | 11
151371 | PARLE01 132.00 | 132 | [7 empty] | 151371 |  | 132 | 33 | [16 empty] | 33 | 11
151372 | NEWIND 132.00 | 132 | [7 empty] | 151372 |  | 132 | 33 | [16 empty] | 33 | 11
151373 | PARLE02 132.00 | 132 | [7 empty] | 151373 |  | 132 | 33 | [16 empty] | 33 | 11
151375 | GULARI02 132.00 | 132 | [7 empty] | 151375 |  | 132 | 33 | [16 empty] | 33 | 11
151376 | HAIDER02 132.00 | 132 | [7 empty] | 151376 |  | 132 | 33 | [16 empty] | 33 | 11
151378 | BIDHUNA 132.00 | 132 | [7 empty] | 151378 |  | 132 | 33 | [16 empty] | 33 | 11
151379 | BIGHAPU 132.00 | 132 | [7 empty] | 151379 |  | 132 | 33 | [16 empty] | 33 | 11
151380 | CHAKALV 132.00 | 132 | [7 empty] | 151380 |  | 132 | 33 | [16 empty] | 33 | 11
151381 | CHAKIA 132.00 | 132 | [7 empty] | 151381 |  | 132 | 33 | [16 empty] | 33 | 11
151382 | CHANDAK 132.00 | 132 | [7 empty] | 151382 |  | 132 | 33 | [16 empty] | 33 | 11
151383 | DALA1 132.00 | 132 | [7 empty] | 151383 |  | 132 | 33 | [16 empty] | 33 | 11
151384 | DALMAU 132.00 | 132 | [7 empty] | 151384 |  | 132 | 33 | [16 empty] | 33 | 11
151385 | DHAURHRA 132.00 | 132 | [7 empty] | 151385 |  | 132 | 33 | [16 empty] | 33 | 11
151386 | DYALBAGH 132.00 | 132 | [7 empty] | 151386 |  | 132 | 33 | [16 empty] | 33 | 11
151387 | GARWARA 132.00 | 132 | [7 empty] | 151387 |  | 132 | 33 | [16 empty] | 33 | 11
151388 | HATHRS1 132.00 | 132 | [7 empty] | 151388 |  | 132 | 33 | [16 empty] | 33 | 11
151389 | JALAUN1 132.00 | 132 | [7 empty] | 151389 |  | 132 | 33 | [16 empty] | 33 | 11
151390 | JATTARI 132.00 | 132 | [7 empty] | 151390 |  | 132 | 33 | [16 empty] | 33 | 11
151391 | JOLLYROD 132.00 | 132 | [7 empty] | 151391 |  | 132 | 33 | [16 empty] | 33 | 11
151392 | JWAHRPUR 132.00 | 132 | [7 empty] | 151392 |  | 132 | 33 | [16 empty] | 33 | 11
151393 | KANHUPWN 132.00 | 132 | [7 empty] | 151393 |  | 132 | 33 | [16 empty] | 33 | 11
151394 | KHEKRA 132.00 | 132 | [7 empty] | 151394 |  | 132 | 33 | [16 empty] | 33 | 11
151395 | KHURJAII 132.00 | 132 | [7 empty] | 151395 |  | 132 | 33 | [16 empty] | 33 | 11
151396 | MEHRBANS 132.00 | 132 | [7 empty] | 151396 |  | 132 | 33 | [16 empty] | 33 | 11
151397 | MEHDAWAL 132.00 | 132 | [7 empty] | 151397 |  | 132 | 33 | [16 empty] | 33 | 11
151398 | MEHNAGAR 132.00 | 132 | [7 empty] | 151398 |  | 132 | 33 | [16 empty] | 33 | 11
151399 | NAUGARH 132.00 | 132 | [7 empty] | 151399 |  | 132 | 33 | [16 empty] | 33 | 11
151400 | RHIMABAD 132.00 | 132 | [7 empty] | 151400 |  | 132 | 33 | [16 empty] | 33 | 11
151401 | RAMPURMANIHA132.00 | 132 | [7 empty] | 151401 |  | 132 | 33 | [16 empty] | 33 | 11
151402 | SAHARACI 132.00 | 132 | [7 empty] | 151402 |  | 132 | 33 | [16 empty] | 33 | 11
151403 | SAIDNGLI 132.00 | 132 | [7 empty] | 151403 |  | 132 | 33 | [16 empty] | 33 | 11
151404 | SALAWA 132.00 | 132 | [7 empty] | 151404 |  | 132 | 33 | [16 empty] | 33 | 11
151405 | SASNI1 132.00 | 132 | [7 empty] | 151405 |  | 132 | 33 | [16 empty] | 33 | 11
151406 | SHAHABAD 132.00 | 132 | [7 empty] | 151406 |  | 132 | 33 | [16 empty] | 33 | 11
151407 | SINGHOLI 132.00 | 132 | [7 empty] | 151407 |  | 132 | 33 | [16 empty] | 33 | 11
151408 | TANDARAM 132.00 | 132 | [7 empty] | 151408 |  | 132 | 33 | [16 empty] | 33 | 11
151409 | TELIARGA 132.00 | 132 | [7 empty] | 151409 |  | 132 | 33 | [16 empty] | 33 | 11
151410 | UJJHANI 132.00 | 132 | [7 empty] | 151410 |  | 132 | 33 | [16 empty] | 33 | 11
151411 | UPSIDCMA 132.00 | 132 | [7 empty] | 151411 |  | 132 | 33 | [16 empty] | 33 | 11
151412 | KURSIROAD 132.00 | 132 | [7 empty] | 151412 |  | 132 | 33 | [16 empty] | 33 | 11
151413 | BEHAT 132.00 | 132 | [7 empty] | 151413 |  | 132 | 33 | [16 empty] | 33 | 11
151414 | PILIBHI1 132.00 | 132 | [7 empty] | 151414 |  | 132 | 33 | [16 empty] | 33 | 11
151415 | SIRATHU 132.00 | 132 | [7 empty] | 151415 |  | 132 | 33 | [16 empty] | 33 | 11
151418 | DHAMPUR 132.00 | 132 | [7 empty] | 151418 |  | 132 | 33 | [16 empty] | 33 | 11
151423 | PANWARI 132.00 | 132 | [7 empty] | 151423 |  | 132 | 33 | [16 empty] | 33 | 11
151425 | CHITBRGAW 132.00 | 132 | [7 empty] | 151425 |  | 132 | 33 | [16 empty] | 33 | 11
151426 | INDRANAGR 132.00 | 132 | [7 empty] | 151426 |  | 132 | 33 | [16 empty] | 33 | 11
151427 | NINDURA 132.00 | 132 | [7 empty] | 151427 |  | 132 | 33 | [16 empty] | 33 | 11
151429 | GOVINDPR_GIS132.00 | 132 | [7 empty] | 151429 |  | 132 | 33 | [16 empty] | 33 | 11
151430 | SARILA 132.00 | 132 | [7 empty] | 151430 |  | 132 | 33 | [16 empty] | 33 | 11
151431 | TUNDLA 132.00 | 132 | [7 empty] | 151431 |  | 132 | 33 | [16 empty] | 33 | 11
151432 | RANI_K_SARAI132.00 | 132 | [7 empty] | 151432 |  | 132 | 33 | [16 empty] | 33 | 11
151433 | MUBARAKPUR 132.00 | 132 | [7 empty] | 151433 |  | 132 | 33 | [16 empty] | 33 | 11
151434 | HAIDRGR_NW 132.00 | 132 | [7 empty] | 151434 |  | 132 | 33 | [16 empty] | 33 | 11
151435 | TILHAR 132.00 | 132 | [7 empty] | 151435 |  | 132 | 33 | [16 empty] | 33 | 11
151436 | KURSATO 132.00 | 132 | [7 empty] | 151436 |  | 132 | 33 | [16 empty] | 33 | 11
151437 | KANIYAN 132.00 | 132 | [7 empty] | 151437 |  | 132 | 33 | [16 empty] | 33 | 11
151438 | KORAW 132.00 | 132 | [7 empty] | 151438 |  | 132 | 33 | [16 empty] | 33 | 11
151439 | SALAI_KHURD 132.00 | 132 | [7 empty] | 151439 |  | 132 | 33 | [16 empty] | 33 | 11
151440 | SIKANDRARAO 132.00 | 132 | [7 empty] | 151440 |  | 132 | 33 | [16 empty] | 33 | 11
151441 | MIRAICHI 132.00 | 132 | [7 empty] | 151441 |  | 132 | 33 | [16 empty] | 33 | 11
151442 | SAHABAD 132.00 | 132 | [7 empty] | 151442 |  | 132 | 33 | [16 empty] | 33 | 11
151443 | BEGUMPUR 132.00 | 132 | [7 empty] | 151443 |  | 132 | 33 | [16 empty] | 33 | 11
151444 | SARENI 132.00 | 132 | [7 empty] | 151444 |  | 132 | 33 | [16 empty] | 33 | 11
151445 | GURSARAYE 132.00 | 132 | [7 empty] | 151445 |  | 132 | 33 | [16 empty] | 33 | 11
151446 | RUDRAPUR 132.00 | 132 | [7 empty] | 151446 |  | 132 | 33 | [16 empty] | 33 | 11
151447 | GONDA400 132.00 | 132 | [7 empty] | 151447 |  | 132 | 33 | [16 empty] | 33 | 11
151448 | COLONELGANJ 132.00 | 132 | [7 empty] | 151448 |  | 132 | 33 | [16 empty] | 33 | 11
151449 | JALILPUR 132.00 | 132 | [7 empty] | 151449 |  | 132 | 33 | [16 empty] | 33 | 11
151450 | AVASVIKAS 132.00 | 132 | [7 empty] | 151450 |  | 132 | 33 | [16 empty] | 33 | 11
151451 | AGWANPUR 132.00 | 132 | [7 empty] | 151451 |  | 132 | 33 | [16 empty] | 33 | 11
151453 | HAPUR_BY_RD 132.00 | 132 | [7 empty] | 151453 |  | 132 | 33 | [16 empty] | 33 | 11
151456 | BISALPUR 132.00 | 132 | [7 empty] | 151456 |  | 132 | 33 | [16 empty] | 33 | 11
151457 | ASMAULI 132.00 | 132 | [7 empty] | 151457 |  | 132 | 33 | [16 empty] | 33 | 11
151458 | MAHMUDABAD 132.00 | 132 | [7 empty] | 151458 |  | 132 | 33 | [16 empty] | 33 | 11
151459 | KALPI 132.00 | 132 | [7 empty] | 151459 |  | 132 | 33 | [16 empty] | 33 | 11
151462 | SALON 132.00 | 132 | [7 empty] | 151462 |  | 132 | 33 | [16 empty] | 33 | 11
151463 | GARHMUKTSR 132.00 | 132 | [7 empty] | 151463 |  | 132 | 33 | [16 empty] | 33 | 11
151464 | MEHRAUNI 132.00 | 132 | [7 empty] | 151464 |  | 132 | 33 | [16 empty] | 33 | 11
151468 | HALDRPUR 132.00 | 132 | [7 empty] | 151468 |  | 132 | 33 | [16 empty] | 33 | 11
151470 | RAMPUR132 132.00 | 132 | [7 empty] | 151470 |  | 132 | 33 | [16 empty] | 33 | 11
151471 | CHANDUSI220 132.00 | 132 | [7 empty] | 151471 |  | 132 | 33 | [16 empty] | 33 | 11
151472 | RANIYA 132.00 | 132 | [7 empty] | 151472 |  | 132 | 33 | [16 empty] | 33 | 11
151478 | CHARLA 132.00 | 132 | [7 empty] | 151478 |  | 132 | 33 | [16 empty] | 33 | 11
151479 | JANSATH 132.00 | 132 | [7 empty] | 151479 |  | 132 | 33 | [16 empty] | 33 | 11
PS: Please provide the downstream connectivity of 220kV BONAR bus (152112)

## Rajasthan-132kV
132kV Nodes from 220/132kV Substation | [9 empty] | 132/33 kV Transformer | [10 empty] | 33 kVLine Details | [6 empty] | 33/11 kV Transformer
Bus Number | Bus Name | Voltage(kV) | Total Lumped Load in PSSE |  | Load Details at 132kV Bus |  |  |  |  | From Bus Number | To Bus Number | Primary Voltage | Secondary Voltage | Rated MVA | % Impedance | Load Details at 33kV bus |  |  |  |  | From Bus Number | To Bus Number | Resistance(ohms) | Reactance (ohms) | Capacitance (Farads) | Type of the conductor | Length(km) | From Bus Number | To Bus Number | Primary Voltage | Secondary Voltage | Rated MVA | % Impedance | Load Details at 11kV bus
[5 empty] | Load directly connected at 132 kV |  | Cap. Connected at 132 kV(Mvar)
[16 empty] | Load Directly connected at 33kV bus |  | Cap. Connected at 33 kV(Mvar) | [15 empty] | Load Directly connected at 11kV Bus |  | Cap. Connected at 11kV(Mvar)
|  |  | P(MW) | Q(Mvar) | P(MW) | Q(Mvar) or Power Factor | Date of Commissioning | Installed Value (MVAr) | Operational Value (MVAr) | [6 empty] | P(MW) | Q(Mvar) or Power Factor | Date of Commissioning | Installed Value (MVAr) | Operational Value (MVAr) | [13 empty] | P(MW) | Q(Mvar) or Power Factor | Date of Commissioning | Installed Value (MVAr) | Operational Value (MVAr)
131000 | AAU 132.00 | 132 | [7 empty] | 131000 | 1 | 132 | 33 | 25 | 14 | [5 empty] | 1 | x | 0.1 | 0.3 | 0.001 | dog | 25 | X | AA | 33 | 11 | 25 | 14
131001 | ABUROAD 132.00 | 132 | [7 empty] | 131001 | 2 | 132 | 33 | [7 empty] | 2 | y | [5 empty] | Y | BB | 33 | 11
131002 | AJITGARH 132.00 | 132 | [7 empty] | 131002 | 3 | 132 | 33 | [7 empty] | 3 | z | [5 empty] | Z | CC | 33 | 11
131003 | AJOTILA 132.00 | 132 | [7 empty] | 131003 |  | 132 | 33 | [16 empty] | 33 | 11
131004 | AKLERA 132.00 | 132 | [7 empty] | 131004 |  | 132 | 33 | [16 empty] | 33 | 11
131005 | AMET 132.00 | 132 | [7 empty] | 131005 |  | 132 | 33 | [16 empty] | 33 | 11
131006 | AMRAPURA 132.00 | 132 | [7 empty] | 131006 |  | 132 | 33 | [16 empty] | 33 | 11
131007 | DAUSA1 132.00 | 132 | [7 empty] | 131007 |  | 132 | 33 | [16 empty] | 33 | 11
131008 | ANDHI1 132.00 | 132 | [7 empty] | 131008 |  | 132 | 33 | [16 empty] | 33 | 11
131009 | ANTA 132.00 | 132 | [7 empty] | 131009 |  | 132 | 33 | [16 empty] | 33 | 11
131010 | ANTROLI1 132.00 | 132 | [7 empty] | 131010 |  | 132 | 33 | [16 empty] | 33 | 11
131011 | ANUPGARH 132.00 | 132 | [7 empty] | 131011 |  | 132 | 33 | [16 empty] | 33 | 11
131012 | ASIND 132.00 | 132 | [7 empty] | 131012 |  | 132 | 33 | [16 empty] | 33 | 11
131013 | ASPUR-21 132.00 | 132 | [7 empty] | 131013 |  | 132 | 33 | [16 empty] | 33 | 11
131014 | ATRU1 132.00 | 132 | [7 empty] | 131014 |  | 132 | 33 | [16 empty] | 33 | 11
131015 | BABAI1 132.00 | 132 | [7 empty] | 131015 |  | 132 | 33 | [16 empty] | 33 | 11
131016 | BADAGAON 132.00 | 132 | [7 empty] | 131016 |  | 132 | 33 | [16 empty] | 33 | 11
131017 | BADESAR1 132.00 | 132 | [7 empty] | 131017 |  | 132 | 33 | [16 empty] | 33 | 11
131018 | BADISADAR 132.00 | 132 | [7 empty] | 131018 |  | 132 | 33 | [16 empty] | 33 | 11
131019 | BADNU1 132.00 | 132 | [7 empty] | 131019 |  | 132 | 33 | [16 empty] | 33 | 11
131021 | BAGGER 132.00 | 132 | [7 empty] | 131021 |  | 132 | 33 | [16 empty] | 33 | 11
131022 | BAGIDRA 132.00 | 132 | [7 empty] | 131022 |  | 132 | 33 | [16 empty] | 33 | 11
131023 | BAGORA1 132.00 | 132 | [7 empty] | 131023 |  | 132 | 33 | [16 empty] | 33 | 11
131024 | BAGOT1 132.00 | 132 | [7 empty] | 131024 |  | 132 | 33 | [16 empty] | 33 | 11
131025 | BAGRA1 132.00 | 132 | [7 empty] | 131025 |  | 132 | 33 | [16 empty] | 33 | 11
131026 | BAGRU1 132.00 | 132 | [7 empty] | 131026 |  | 132 | 33 | [16 empty] | 33 | 11
131027 | BAJJU 132.00 | 132 | [7 empty] | 131027 |  | 132 | 33 | [16 empty] | 33 | 11
131028 | BAKANI1 132.00 | 132 | [7 empty] | 131028 |  | 132 | 33 | [16 empty] | 33 | 11
131029 | BALAWALA 132.00 | 132 | [7 empty] | 131029 |  | 132 | 33 | [16 empty] | 33 | 11
131030 | BALESAR 132.00 | 132 | [7 empty] | 131030 |  | 132 | 33 | [16 empty] | 33 | 11
131031 | BANAR1 132.00 | 132 | [7 empty] | 131031 |  | 132 | 33 | [16 empty] | 33 | 11
131032 | BANDIKUI 132.00 | 132 | [7 empty] | 131032 |  | 132 | 33 | [16 empty] | 33 | 11
131033 | BANSUR 132.00 | 132 | [7 empty] | 131033 |  | 132 | 33 | [16 empty] | 33 | 11
131034 | BAORI1 132.00 | 132 | [7 empty] | 131034 |  | 132 | 33 | [16 empty] | 33 | 11
131035 | BAP1 132.00 | 132 | [7 empty] | 131035 |  | 132 | 33 | [16 empty] | 33 | 11
131036 | BARLI-21 132.00 | 132 | [7 empty] | 131036 |  | 132 | 33 | [16 empty] | 33 | 11
131037 | BARMER1 132.00 | 132 | [7 empty] | 131037 |  | 132 | 33 | [16 empty] | 33 | 11
131038 | BAROLI 132.00 | 132 | [7 empty] | 131038 |  | 132 | 33 | [16 empty] | 33 | 11
131039 | BASERI1 132.00 | 132 | [7 empty] | 131039 |  | 132 | 33 | [16 empty] | 33 | 11
131040 | BASSI-CH 132.00 | 132 | [7 empty] | 131040 |  | 132 | 33 | [16 empty] | 33 | 11
131041 | BASSI1 132.00 | 132 | [7 empty] | 131041 |  | 132 | 33 | [16 empty] | 33 | 11
131042 | BAYANA 132.00 | 132 | [7 empty] | 131042 |  | 132 | 33 | [16 empty] | 33 | 11
131043 | BEGOD 132.00 | 132 | [7 empty] | 131043 |  | 132 | 33 | [16 empty] | 33 | 11
131044 | BEGUN 132.00 | 132 | [7 empty] | 131044 |  | 132 | 33 | [16 empty] | 33 | 11
131045 | BEHRORE 132.00 | 132 | [7 empty] | 131045 |  | 132 | 33 | [16 empty] | 33 | 11
131047 | BHADOTI1 132.00 | 132 | [7 empty] | 131047 |  | 132 | 33 | [16 empty] | 33 | 11
131048 | BHADRA 132.00 | 132 | [7 empty] | 131048 |  | 132 | 33 | [16 empty] | 33 | 11
131050 | BHANKROT 132.00 | 132 | [7 empty] | 131050 |  | 132 | 33 | [16 empty] | 33 | 11
131051 | BHARATPUR1 132.00 | 132 | [7 empty] | 131051 |  | 132 | 33 | [16 empty] | 33 | 11
131052 | BHATEWAR 132.00 | 132 | [7 empty] | 131052 |  | 132 | 33 | [16 empty] | 33 | 11
131053 | BHAWAMAN 132.00 | 132 | [7 empty] | 131053 |  | 132 | 33 | [16 empty] | 33 | 11
131054 | BHADROONA 132.00 | 132 | [7 empty] | 131054 |  | 132 | 33 | [16 empty] | 33 | 11
131055 | BHERUNDA 132.00 | 132 | [7 empty] | 131055 |  | 132 | 33 | [16 empty] | 33 | 11
131056 | BHERUNDA 132.00 | 132 | [7 empty] | 131056 |  | 132 | 33 | [16 empty] | 33 | 11
131057 | BHINASAR 132.00 | 132 | [7 empty] | 131057 |  | 132 | 33 | [16 empty] | 33 | 11
131058 | BHINDER1 132.00 | 132 | [7 empty] | 131058 |  | 132 | 33 | [16 empty] | 33 | 11
131059 | BHIWADI1 132.00 | 132 | [7 empty] | 131059 |  | 132 | 33 | [16 empty] | 33 | 11
131060 | BHOPALGARH 132.00 | 132 | [7 empty] | 131060 |  | 132 | 33 | [16 empty] | 33 | 11
131061 | BHUSAWAR 132.00 | 132 | [7 empty] | 131061 |  | 132 | 33 | [16 empty] | 33 | 11
131062 | BIDASAR1 132.00 | 132 | [7 empty] | 131062 |  | 132 | 33 | [16 empty] | 33 | 11
131063 | BIDIYAD1 132.00 | 132 | [7 empty] | 131063 |  | 132 | 33 | [16 empty] | 33 | 11
131064 | BIJOLIA 132.00 | 132 | [7 empty] | 131064 |  | 132 | 33 | [16 empty] | 33 | 11
131065 | BISSAU 132.00 | 132 | [7 empty] | 131065 |  | 132 | 33 | [16 empty] | 33 | 11
131066 | BORUNDA1 132.00 | 132 | [7 empty] | 131066 |  | 132 | 33 | [16 empty] | 33 | 11
131067 | BUHANA1 132.00 | 132 | [7 empty] | 131067 |  | 132 | 33 | [16 empty] | 33 | 11
131068 | BUNDI 132.00 | 132 | [7 empty] | 131068 |  | 132 | 33 | [16 empty] | 33 | 11
131069 | BUNDI-21 132.00 | 132 | [7 empty] | 131069 |  | 132 | 33 | [16 empty] | 33 | 11
131070 | CHAKSU 132.00 | 132 | [7 empty] | 131070 |  | 132 | 33 | [16 empty] | 33 | 11
131071 | CHAMBAL1 132.00 | 132 | [7 empty] | 131071 |  | 132 | 33 | [16 empty] | 33 | 11
131072 | CHAMPAPUR 132.00 | 132 | [7 empty] | 131072 |  | 132 | 33 | [16 empty] | 33 | 11
131073 | CHAMU 132.00 | 132 | [7 empty] | 131073 |  | 132 | 33 | [16 empty] | 33 | 11
131074 | CHANDGOT 132.00 | 132 | [7 empty] | 131074 |  | 132 | 33 | [16 empty] | 33 | 11
131075 | CHANDN1 132.00 | 132 | [7 empty] | 131075 |  | 132 | 33 | [16 empty] | 33 | 11
131076 | CHIPABAD 132.00 | 132 | [7 empty] | 131076 |  | 132 | 33 | [16 empty] | 33 | 11
131077 | CHIRAWA 132.00 | 132 | [7 empty] | 131077 |  | 132 | 33 | [16 empty] | 33 | 11
131078 | CHITAWA 132.00 | 132 | [7 empty] | 131078 |  | 132 | 33 | [16 empty] | 33 | 11
131079 | CHOPANKI 132.00 | 132 | [7 empty] | 131079 |  | 132 | 33 | [16 empty] | 33 | 11
131080 | CHOPASAN 132.00 | 132 | [7 empty] | 131080 |  | 132 | 33 | [16 empty] | 33 | 11
131081 | CHOTISADAR 132.00 | 132 | [7 empty] | 131081 |  | 132 | 33 | [16 empty] | 33 | 11
131082 | CHURU 132.00 | 132 | [7 empty] | 131082 |  | 132 | 33 | [16 empty] | 33 | 11
131083 | DAKANKOT 132.00 | 132 | [7 empty] | 131083 |  | 132 | 33 | [16 empty] | 33 | 11
131084 | DALOT 132.00 | 132 | [7 empty] | 131084 |  | 132 | 33 | [16 empty] | 33 | 11
131085 | DANTA 132.00 | 132 | [7 empty] | 131085 |  | 132 | 33 | [16 empty] | 33 | 11
131086 | DANT-BHI 132.00 | 132 | [7 empty] | 131086 |  | 132 | 33 | [16 empty] | 33 | 11
131087 | DARIBA 132.00 | 132 | [7 empty] | 131087 |  | 132 | 33 | [16 empty] | 33 | 11
131088 | DASPAN 132.00 | 132 | [7 empty] | 131088 |  | 132 | 33 | [16 empty] | 33 | 11
131089 | DEBARI1 132.00 | 132 | [7 empty] | 131089 |  | 132 | 33 | [16 empty] | 33 | 11
131091 | DECHU1 132.00 | 132 | [7 empty] | 131091 |  | 132 | 33 | [16 empty] | 33 | 11
131092 | DEEDWANA 132.00 | 132 | [7 empty] | 131092 |  | 132 | 33 | [16 empty] | 33 | 11
131093 | DEEG 132.00 | 132 | [7 empty] | 131093 |  | 132 | 33 | [16 empty] | 33 | 11
131094 | DEOGARH1 132.00 | 132 | [7 empty] | 131094 |  | 132 | 33 | [16 empty] | 33 | 11
131095 | DEOLI 132.00 | 132 | [7 empty] | 131095 |  | 132 | 33 | [16 empty] | 33 | 11
131096 | DEOLIKOT 132.00 | 132 | [7 empty] | 131096 |  | 132 | 33 | [16 empty] | 33 | 11
131097 | DESHNOK1 132.00 | 132 | [7 empty] | 131097 |  | 132 | 33 | [16 empty] | 33 | 11
131098 | DHAULAKU 132.00 | 132 | [7 empty] | 131098 |  | 132 | 33 | [16 empty] | 33 | 11
131100 | BHIWADI-2 132.00 | 132 | [7 empty] | 131100 |  | 132 | 33 | [16 empty] | 33 | 11
131101 | NAGAUR1 132.00 | 132 | [7 empty] | 131101 |  | 132 | 33 | [16 empty] | 33 | 11
131102 | BHINMAL1 132.00 | 132 | [7 empty] | 131102 |  | 132 | 33 | [16 empty] | 33 | 11
131103 | DHURIYAWA 132.00 | 132 | [7 empty] | 131103 |  | 132 | 33 | [16 empty] | 33 | 11
131104 | KUKAS1 132.00 | 132 | [7 empty] | 131104 |  | 132 | 33 | [16 empty] | 33 | 11
131105 | DUDU 132.00 | 132 | [7 empty] | 131105 |  | 132 | 33 | [16 empty] | 33 | 11
131106 | DUG 132.00 | 132 | [7 empty] | 131106 |  | 132 | 33 | [16 empty] | 33 | 11
131107 | RATANGARH 132.00 | 132 | [7 empty] | 131107 |  | 132 | 33 | [16 empty] | 33 | 11
131108 | ALWAR1 132.00 | 132 | [7 empty] | 131108 |  | 132 | 33 | [16 empty] | 33 | 11
131109 | JAISALMER 132.00 | 132 | [7 empty] | 131109 |  | 132 | 33 | [16 empty] | 33 | 11
131110 | JAIPUR1 132.00 | 132 | [7 empty] | 131110 |  | 132 | 33 | [16 empty] | 33 | 11
131111 | REENGUS1 132.00 | 132 | [7 empty] | 131111 |  | 132 | 33 | [16 empty] | 33 | 11
131112 | KHETRI1 132.00 | 132 | [7 empty] | 131112 |  | 132 | 33 | [16 empty] | 33 | 11
131113 | AJMER1 132.00 | 132 | [7 empty] | 131113 |  | 132 | 33 | [16 empty] | 33 | 11
131114 | PHULERA1 132.00 | 132 | [7 empty] | 131114 |  | 132 | 33 | [16 empty] | 33 | 11
131115 | BHILWARA 132.00 | 132 | [7 empty] | 131115 |  | 132 | 33 | [16 empty] | 33 | 11
131117 | BEAWAR1 132.00 | 132 | [7 empty] | 131117 |  | 132 | 33 | [16 empty] | 33 | 11
131118 | BHARATPUR-21132.00 | 132 | [7 empty] | 131118 |  | 132 | 33 | [16 empty] | 33 | 11
131119 | KOTA-IA1 132.00 | 132 | [7 empty] | 131119 |  | 132 | 33 | [16 empty] | 33 | 11
131120 | DHOLPUR1 132.00 | 132 | [7 empty] | 131120 |  | 132 | 33 | [16 empty] | 33 | 11
131122 | MANIYA 132.00 | 132 | [7 empty] | 131122 |  | 132 | 33 | [16 empty] | 33 | 11
131125 | KOTPUTLI 132.00 | 132 | [7 empty] | 131125 |  | 132 | 33 | [16 empty] | 33 | 11
131126 | NIMBHER1 132.00 | 132 | [7 empty] | 131126 |  | 132 | 33 | [16 empty] | 33 | 11
131127 | JHUNJHUN 132.00 | 132 | [7 empty] | 131127 |  | 132 | 33 | [16 empty] | 33 | 11
131128 | CHITTORG 132.00 | 132 | [7 empty] | 131128 |  | 132 | 33 | [16 empty] | 33 | 11
131129 | TINWARI1 132.00 | 132 | [7 empty] | 131129 |  | 132 | 33 | [16 empty] | 33 | 11
131130 | SIROHI1 132.00 | 132 | [7 empty] | 131130 |  | 132 | 33 | [16 empty] | 33 | 11
131131 | JODHP-21 132.00 | 132 | [7 empty] | 131131 |  | 132 | 33 | [16 empty] | 33 | 11
131132 | BALOTRA1 132.00 | 132 | [7 empty] | 131132 |  | 132 | 33 | [16 empty] | 33 | 11
131133 | SANGANER 132.00 | 132 | [7 empty] | 131133 |  | 132 | 33 | [16 empty] | 33 | 11
131134 | MODAK1 132.00 | 132 | [7 empty] | 131134 |  | 132 | 33 | [16 empty] | 33 | 11
131135 | NEEMRANA 132.00 | 132 | [7 empty] | 131135 |  | 132 | 33 | [16 empty] | 33 | 11
131136 | PALI-21 132.00 | 132 | [7 empty] | 131136 |  | 132 | 33 | [16 empty] | 33 | 11
131137 | AMARSAGA 132.00 | 132 | [7 empty] | 131137 |  | 132 | 33 | [16 empty] | 33 | 11
131138 | PHALODI 132.00 | 132 | [7 empty] | 131138 |  | 132 | 33 | [16 empty] | 33 | 11
131139 | BHOPA-21 132.00 | 132 | [7 empty] | 131139 |  | 132 | 33 | [16 empty] | 33 | 11
131140 | KHINVSAR 132.00 | 132 | [7 empty] | 131140 |  | 132 | 33 | [16 empty] | 33 | 11
131141 | KUCHAMAN 132.00 | 132 | [7 empty] | 131141 |  | 132 | 33 | [16 empty] | 33 | 11
131142 | DHAURIMA 132.00 | 132 | [7 empty] | 131142 |  | 132 | 33 | [16 empty] | 33 | 11
131143 | JALOR-21 132.00 | 132 | [7 empty] | 131143 |  | 132 | 33 | [16 empty] | 33 | 11
131144 | PINDWARA 132.00 | 132 | [7 empty] | 131144 |  | 132 | 33 | [16 empty] | 33 | 11
131146 | MANDAWAR 132.00 | 132 | [7 empty] | 131146 |  | 132 | 33 | [16 empty] | 33 | 11
131147 | UDYOGVIH 132.00 | 132 | [7 empty] | 131147 |  | 132 | 33 | [16 empty] | 33 | 11
131148 | JHALAWAR 132.00 | 132 | [7 empty] | 131148 |  | 132 | 33 | [16 empty] | 33 | 11
131149 | DAHRA1 132.00 | 132 | [7 empty] | 131149 |  | 132 | 33 | [16 empty] | 33 | 11
131150 | DULCHASA 132.00 | 132 | [7 empty] | 131150 |  | 132 | 33 | [16 empty] | 33 | 11
131151 | SAWAIMAD 132.00 | 132 | [7 empty] | 131151 |  | 132 | 33 | [16 empty] | 33 | 11
131152 | HINDAUN1 132.00 | 132 | [7 empty] | 131152 |  | 132 | 33 | [16 empty] | 33 | 11
131153 | BILARA1 132.00 | 132 | [7 empty] | 131153 |  | 132 | 33 | [16 empty] | 33 | 11
131154 | SIKAR1 132.00 | 132 | [7 empty] | 131154 |  | 132 | 33 | [16 empty] | 33 | 11
131155 | BIKANER1 132.00 | 132 | [7 empty] | 131155 |  | 132 | 33 | [16 empty] | 33 | 11
131156 | SURATGAR 132.00 | 132 | [7 empty] | 131156 |  | 132 | 33 | [16 empty] | 33 | 11
131157 | SRIDU-21 132.00 | 132 | [7 empty] | 131157 |  | 132 | 33 | [16 empty] | 33 | 11
131158 | HANUMANG 132.00 | 132 | [7 empty] | 131158 |  | 132 | 33 | [16 empty] | 33 | 11
131160 | BANSWAR1 132.00 | 132 | [7 empty] | 131160 |  | 132 | 33 | [16 empty] | 33 | 11
131161 | KISHA-21 132.00 | 132 | [7 empty] | 131161 |  | 132 | 33 | [16 empty] | 33 | 11
131162 | CHOMU1 132.00 | 132 | [7 empty] | 131162 |  | 132 | 33 | [16 empty] | 33 | 11
131163 | DULNIYA1 132.00 | 132 | [7 empty] | 131163 |  | 132 | 33 | [16 empty] | 33 | 11
131165 | BALI1 132.00 | 132 | [7 empty] | 131165 |  | 132 | 33 | [16 empty] | 33 | 11
131166 | MAKRANA1 132.00 | 132 | [7 empty] | 131166 |  | 132 | 33 | [16 empty] | 33 | 11
131167 | DUNGRPR 132.00 | 132 | [7 empty] | 131167 |  | 132 | 33 | [16 empty] | 33 | 11
131168 | DUNI1 132.00 | 132 | [7 empty] | 131168 |  | 132 | 33 | [16 empty] | 33 | 11
131169 | VKIA_21 132.00 | 132 | [7 empty] | 131169 |  | 132 | 33 | [16 empty] | 33 | 11
131171 | ENGGCOLL 132.00 | 132 | [7 empty] | 131171 |  | 132 | 33 | [16 empty] | 33 | 11
131172 | BARAN 132.00 | 132 | [7 empty] | 131172 |  | 132 | 33 | [16 empty] | 33 | 11
131173 | DHOD 132.00 | 132 | [7 empty] | 131173 |  | 132 | 33 | [16 empty] | 33 | 11
131174 | BORNDA 132.00 | 132 | [7 empty] | 131174 |  | 132 | 33 | [16 empty] | 33 | 11
131175 | BAGRU-21 132.00 | 132 | [7 empty] | 131175 |  | 132 | 33 | [16 empty] | 33 | 11
131176 | GULABPUR 132.00 | 132 | [7 empty] | 131176 |  | 132 | 33 | [16 empty] | 33 | 11
131177 | FALNA 132.00 | 132 | [7 empty] | 131177 |  | 132 | 33 | [16 empty] | 33 | 11
131178 | FATEHPUR 132.00 | 132 | [7 empty] | 131178 |  | 132 | 33 | [16 empty] | 33 | 11
131179 | GADRAROA 132.00 | 132 | [7 empty] | 131179 |  | 132 | 33 | [16 empty] | 33 | 11
131181 | GAJNER 132.00 | 132 | [7 empty] | 131181 |  | 132 | 33 | [16 empty] | 33 | 11
131182 | GALIFA 132.00 | 132 | [7 empty] | 131182 |  | 132 | 33 | [16 empty] | 33 | 11
131185 | GANGCITY 132.00 | 132 | [7 empty] | 131185 |  | 132 | 33 | [16 empty] | 33 | 11
131186 | GHARSANA 132.00 | 132 | [7 empty] | 131186 |  | 132 | 33 | [16 empty] | 33 | 11
131187 | GOGUNDA1 132.00 | 132 | [7 empty] | 131187 |  | 132 | 33 | [16 empty] | 33 | 11
131188 | GOPAL-MI 132.00 | 132 | [7 empty] | 131188 |  | 132 | 33 | [16 empty] | 33 | 11
131189 | GOTAN 132.00 | 132 | [7 empty] | 131189 |  | 132 | 33 | [16 empty] | 33 | 11
131190 | GOVINDGA 132.00 | 132 | [7 empty] | 131190 |  | 132 | 33 | [16 empty] | 33 | 11
131192 | GUDAMALN 132.00 | 132 | [7 empty] | 131192 |  | 132 | 33 | [16 empty] | 33 | 11
131193 | GUDHAGOR 132.00 | 132 | [7 empty] | 131193 |  | 132 | 33 | [16 empty] | 33 | 11
131194 | GULUWALA 132.00 | 132 | [7 empty] | 131194 |  | 132 | 33 | [16 empty] | 33 | 11
131195 | HAMIRGAR 132.00 | 132 | [7 empty] | 131195 |  | 132 | 33 | [16 empty] | 33 | 11
131196 | LALAMDESAR 132.00 | 132 | [7 empty] | 131196 |  | 132 | 33 | [16 empty] | 33 | 11
131197 | RIICO ABU RD132.00 | 132 | [7 empty] | 131197 |  | 132 | 33 | [16 empty] | 33 | 11
131198 | HEMDA1 132.00 | 132 | [7 empty] | 131198 |  | 132 | 33 | [16 empty] | 33 | 11
131199 | HESABA1 132.00 | 132 | [7 empty] | 131199 |  | 132 | 33 | [16 empty] | 33 | 11
131200 | HINDOLI1 132.00 | 132 | [7 empty] | 131200 |  | 132 | 33 | [16 empty] | 33 | 11
131201 | HINGONIA 132.00 | 132 | [7 empty] | 131201 |  | 132 | 33 | [16 empty] | 33 | 11
131203 | ITAWA 132.00 | 132 | [7 empty] | 131203 |  | 132 | 33 | [16 empty] | 33 | 11
131204 | JADOL1 132.00 | 132 | [7 empty] | 131204 |  | 132 | 33 | [16 empty] | 33 | 11
131205 | JAGATPUR 132.00 | 132 | [7 empty] | 131205 |  | 132 | 33 | [16 empty] | 33 | 11
131206 | JAHAJPUR 132.00 | 132 | [7 empty] | 131206 |  | 132 | 33 | [16 empty] | 33 | 11
131207 | JAITARAN 132.00 | 132 | [7 empty] | 131207 |  | 132 | 33 | [16 empty] | 33 | 11
131208 | JAKHARAN 132.00 | 132 | [7 empty] | 131208 |  | 132 | 33 | [16 empty] | 33 | 11
131209 | JALAMAND 132.00 | 132 | [7 empty] | 131209 |  | 132 | 33 | [16 empty] | 33 | 11
131210 | JALORE1 132.00 | 132 | [7 empty] | 131210 |  | 132 | 33 | [16 empty] | 33 | 11
131211 | JAMWA-RA 132.00 | 132 | [7 empty] | 131211 |  | 132 | 33 | [16 empty] | 33 | 11
131212 | JASRASAR 132.00 | 132 | [7 empty] | 131212 |  | 132 | 33 | [16 empty] | 33 | 11
131213 | JAWAR-NA 132.00 | 132 | [7 empty] | 131213 |  | 132 | 33 | [16 empty] | 33 | 11
131214 | JAYAL-1 132.00 | 132 | [7 empty] | 131214 |  | 132 | 33 | [16 empty] | 33 | 11
131215 | JEEWANA 132.00 | 132 | [7 empty] | 131215 |  | 132 | 33 | [16 empty] | 33 | 11
131216 | JHOKHASA 132.00 | 132 | [7 empty] | 131216 |  | 132 | 33 | [16 empty] | 33 | 11
131217 | JHOTWARA 132.00 | 132 | [7 empty] | 131217 |  | 132 | 33 | [16 empty] | 33 | 11
131218 | JJN1 132.00 | 132 | [7 empty] | 131218 |  | 132 | 33 | [16 empty] | 33 | 11
131219 | JOBNER 132.00 | 132 | [7 empty] | 131219 |  | 132 | 33 | [16 empty] | 33 | 11
131221 | JOJAWAR1 132.00 | 132 | [7 empty] | 131221 |  | 132 | 33 | [16 empty] | 33 | 11
131223 | JUNAMEET 132.00 | 132 | [7 empty] | 131223 |  | 132 | 33 | [16 empty] | 33 | 11
131224 | KACHAWA1 132.00 | 132 | [7 empty] | 131224 |  | 132 | 33 | [16 empty] | 33 | 11
131225 | KACHOLA1 132.00 | 132 | [7 empty] | 131225 |  | 132 | 33 | [16 empty] | 33 | 11
131226 | KAILADEV 132.00 | 132 | [7 empty] | 131226 |  | 132 | 33 | [16 empty] | 33 | 11
131227 | KALADERA 132.00 | 132 | [7 empty] | 131227 |  | 132 | 33 | [16 empty] | 33 | 11
131228 | KALAU 132.00 | 132 | [7 empty] | 131228 |  | 132 | 33 | [16 empty] | 33 | 11
131229 | KAMA1 132.00 | 132 | [7 empty] | 131229 |  | 132 | 33 | [16 empty] | 33 | 11
131230 | KAMINPUR 132.00 | 132 | [7 empty] | 131230 |  | 132 | 33 | [16 empty] | 33 | 11
131231 | KANDELA 132.00 | 132 | [7 empty] | 131231 |  | 132 | 33 | [16 empty] | 33 | 11
131232 | KANKROL1 132.00 | 132 | [7 empty] | 131232 |  | 132 | 33 | [16 empty] | 33 | 11
131233 | KANWARI 132.00 | 132 | [7 empty] | 131233 |  | 132 | 33 | [16 empty] | 33 | 11
131234 | KAPASN 132.00 | 132 | [7 empty] | 131234 |  | 132 | 33 | [16 empty] | 33 | 11
131235 | KARAULI1 132.00 | 132 | [7 empty] | 131235 |  | 132 | 33 | [16 empty] | 33 | 11
131236 | KARERA-1 132.00 | 132 | [7 empty] | 131236 |  | 132 | 33 | [16 empty] | 33 | 11
131238 | KEKRI 132.00 | 132 | [7 empty] | 131238 |  | 132 | 33 | [16 empty] | 33 | 11
131239 | KELWARA 132.00 | 132 | [7 empty] | 131239 |  | 132 | 33 | [16 empty] | 33 | 11
131240 | KESHWANA 132.00 | 132 | [7 empty] | 131240 |  | 132 | 33 | [16 empty] | 33 | 11
131241 | KEWAI 132.00 | 132 | [7 empty] | 131241 |  | 132 | 33 | [16 empty] | 33 | 11
131242 | KHACHRI 132.00 | 132 | [7 empty] | 131242 |  | 132 | 33 | [16 empty] | 33 | 11
131243 | KHAJUWAL 132.00 | 132 | [7 empty] | 131243 |  | 132 | 33 | [16 empty] | 33 | 11
131244 | KHANDAR 132.00 | 132 | [7 empty] | 131244 |  | 132 | 33 | [16 empty] | 33 | 11
131245 | KHANPUR1 132.00 | 132 | [7 empty] | 131245 |  | 132 | 33 | [16 empty] | 33 | 11
131246 | KHARCHI 132.00 | 132 | [7 empty] | 131246 |  | 132 | 33 | [16 empty] | 33 | 11
131249 | KHOOD1 132.00 | 132 | [7 empty] | 131249 |  | 132 | 33 | [16 empty] | 33 | 11
131250 | KHUTUSHY 132.00 | 132 | [7 empty] | 131250 |  | 132 | 33 | [16 empty] | 33 | 11
131251 | KISH-BAS 132.00 | 132 | [7 empty] | 131251 |  | 132 | 33 | [16 empty] | 33 | 11
131252 | KISHANG1 132.00 | 132 | [7 empty] | 131252 |  | 132 | 33 | [16 empty] | 33 | 11
131253 | KOLAYAT1 132.00 | 132 | [7 empty] | 131253 |  | 132 | 33 | [16 empty] | 33 | 11
131254 | KOODAN 132.00 | 132 | [7 empty] | 131254 |  | 132 | 33 | [16 empty] | 33 | 11
131255 | DAYALPURA 132.00 | 132 | [7 empty] | 131255 |  | 132 | 33 | [16 empty] | 33 | 11
131256 | SAWAR 132.00 | 132 | [7 empty] | 131256 |  | 132 | 33 | [16 empty] | 33 | 11
131257 | SAWALPUR 132.00 | 132 | [7 empty] | 131257 |  | 132 | 33 | [16 empty] | 33 | 11
131258 | BILWADI 132.00 | 132 | [7 empty] | 131258 |  | 132 | 33 | [16 empty] | 33 | 11
131259 | KOTKASIM 132.00 | 132 | [7 empty] | 131259 |  | 132 | 33 | [16 empty] | 33 | 11
131261 | KUCHERA 132.00 | 132 | [7 empty] | 131261 |  | 132 | 33 | [16 empty] | 33 | 11
131262 | KUMAWAS 132.00 | 132 | [7 empty] | 131262 |  | 132 | 33 | [16 empty] | 33 | 11
131263 | KUMHER 132.00 | 132 | [7 empty] | 131263 |  | 132 | 33 | [16 empty] | 33 | 11
131264 | KUNDAKI 132.00 | 132 | [7 empty] | 131264 |  | 132 | 33 | [16 empty] | 33 | 11
131265 | KURI 132.00 | 132 | [7 empty] | 131265 |  | 132 | 33 | [16 empty] | 33 | 11
131266 | KUSHKHER 132.00 | 132 | [7 empty] | 131266 |  | 132 | 33 | [16 empty] | 33 | 11
131267 | LADNU 132.00 | 132 | [7 empty] | 131267 |  | 132 | 33 | [16 empty] | 33 | 11
131268 | LAKHERI 132.00 | 132 | [7 empty] | 131268 |  | 132 | 33 | [16 empty] | 33 | 11
131269 | LALSOT1 132.00 | 132 | [7 empty] | 131269 |  | 132 | 33 | [16 empty] | 33 | 11
131270 | LAMBAJAT 132.00 | 132 | [7 empty] | 131270 |  | 132 | 33 | [16 empty] | 33 | 11
131271 | LAXMALWR 132.00 | 132 | [7 empty] | 131271 |  | 132 | 33 | [16 empty] | 33 | 11
131272 | LAXMAN-S 132.00 | 132 | [7 empty] | 131272 |  | 132 | 33 | [16 empty] | 33 | 11
131273 | LOHAWAT1 132.00 | 132 | [7 empty] | 131273 |  | 132 | 33 | [16 empty] | 33 | 11
131274 | LOONKANS 132.00 | 132 | [7 empty] | 131274 |  | 132 | 33 | [16 empty] | 33 | 11
131275 | LOSAL1 132.00 | 132 | [7 empty] | 131275 |  | 132 | 33 | [16 empty] | 33 | 11
131276 | MADRI 132.00 | 132 | [7 empty] | 131276 |  | 132 | 33 | [16 empty] | 33 | 11
131277 | MAHAVIR 132.00 | 132 | [7 empty] | 131277 |  | 132 | 33 | [16 empty] | 33 | 11
131279 | MAHUWA 132.00 | 132 | [7 empty] | 131279 |  | 132 | 33 | [16 empty] | 33 | 11
131280 | MALAKHER 132.00 | 132 | [7 empty] | 131280 |  | 132 | 33 | [16 empty] | 33 | 11
131281 | MALPURA1 132.00 | 132 | [7 empty] | 131281 |  | 132 | 33 | [16 empty] | 33 | 11
131282 | MALSISAR 132.00 | 132 | [7 empty] | 131282 |  | 132 | 33 | [16 empty] | 33 | 11
131283 | MANDALGA 132.00 | 132 | [7 empty] | 131283 |  | 132 | 33 | [16 empty] | 33 | 11
131284 | MANDAN 132.00 | 132 | [7 empty] | 131284 |  | 132 | 33 | [16 empty] | 33 | 11
131285 | MANDANA 132.00 | 132 | [7 empty] | 131285 |  | 132 | 33 | [16 empty] | 33 | 11
131286 | MANDAWA 132.00 | 132 | [7 empty] | 131286 |  | 132 | 33 | [16 empty] | 33 | 11
131287 | MANDAWAL 132.00 | 132 | [7 empty] | 131287 |  | 132 | 33 | [16 empty] | 33 | 11
131288 | MANDERLA 132.00 | 132 | [7 empty] | 131288 |  | 132 | 33 | [16 empty] | 33 | 11
131289 | MANDRAYW 132.00 | 132 | [7 empty] | 131289 |  | 132 | 33 | [16 empty] | 33 | 11
131290 | MANGLWAR 132.00 | 132 | [7 empty] | 131290 |  | 132 | 33 | [16 empty] | 33 | 11
131291 | MANGROL1 132.00 | 132 | [7 empty] | 131291 |  | 132 | 33 | [16 empty] | 33 | 11
131292 | MANOHARP 132.00 | 132 | [7 empty] | 131292 |  | 132 | 33 | [16 empty] | 33 | 11
131293 | MANSAROV 132.00 | 132 | [7 empty] | 131293 |  | 132 | 33 | [16 empty] | 33 | 11
131294 | MAPLAWAS 132.00 | 132 | [7 empty] | 131294 |  | 132 | 33 | [16 empty] | 33 | 11
131295 | MARKHI 132.00 | 132 | [7 empty] | 131295 |  | 132 | 33 | [16 empty] | 33 | 11
131296 | MATHAN-1 132.00 | 132 | [7 empty] | 131296 |  | 132 | 33 | [16 empty] | 33 | 11
131297 | MATHANIA 132.00 | 132 | [7 empty] | 131297 |  | 132 | 33 | [16 empty] | 33 | 11
131298 | MATORA 132.00 | 132 | [7 empty] | 131298 |  | 132 | 33 | [16 empty] | 33 | 11
131299 | MAVLI 132.00 | 132 | [7 empty] | 131299 |  | 132 | 33 | [16 empty] | 33 | 11
131300 | MAYRAMG 132.00 | 132 | [7 empty] | 131300 |  | 132 | 33 | [16 empty] | 33 | 11
131301 | MDSUIAJ 132.00 | 132 | [7 empty] | 131301 |  | 132 | 33 | [16 empty] | 33 | 11
131302 | MEHLOO1 132.00 | 132 | [7 empty] | 131302 |  | 132 | 33 | [16 empty] | 33 | 11
131303 | MERTACIT 132.00 | 132 | [7 empty] | 131303 |  | 132 | 33 | [16 empty] | 33 | 11
131304 | MERTA_RO 132.00 | 132 | [7 empty] | 131304 |  | 132 | 33 | [16 empty] | 33 | 11
131305 | MIALWAR 132.00 | 132 | [7 empty] | 131305 |  | 132 | 33 | [16 empty] | 33 | 11
131306 | MNIT-JAI 132.00 | 132 | [7 empty] | 131306 |  | 132 | 33 | [16 empty] | 33 | 11
131307 | MOKHMPUR 132.00 | 132 | [7 empty] | 131307 |  | 132 | 33 | [16 empty] | 33 | 11
131308 | MOLASAR1 132.00 | 132 | [7 empty] | 131308 |  | 132 | 33 | [16 empty] | 33 | 11
131309 | MOMASAR1 132.00 | 132 | [7 empty] | 131309 |  | 132 | 33 | [16 empty] | 33 | 11
131310 | MUNDWA1 132.00 | 132 | [7 empty] | 131310 |  | 132 | 33 | [16 empty] | 33 | 11
131311 | MUNDWAR 132.00 | 132 | [7 empty] | 131311 |  | 132 | 33 | [16 empty] | 33 | 11
131312 | NADBAI 132.00 | 132 | [7 empty] | 131312 |  | 132 | 33 | [16 empty] | 33 | 11
131313 | NAGAR1 132.00 | 132 | [7 empty] | 131313 |  | 132 | 33 | [16 empty] | 33 | 11
131314 | NAINWA1 132.00 | 132 | [7 empty] | 131314 |  | 132 | 33 | [16 empty] | 33 | 11
131315 | NANGALI 132.00 | 132 | [7 empty] | 131315 |  | 132 | 33 | [16 empty] | 33 | 11
131316 | NANGLI 132.00 | 132 | [7 empty] | 131316 |  | 132 | 33 | [16 empty] | 33 | 11
131317 | NAPASAR 132.00 | 132 | [7 empty] | 131317 |  | 132 | 33 | [16 empty] | 33 | 11
131318 | NARWA 132.00 | 132 | [7 empty] | 131318 |  | 132 | 33 | [16 empty] | 33 | 11
131319 | NASIRABA 132.00 | 132 | [7 empty] | 131319 |  | 132 | 33 | [16 empty] | 33 | 11
131320 | NATHDWAR 132.00 | 132 | [7 empty] | 131320 |  | 132 | 33 | [16 empty] | 33 | 11
131321 | NAWA 132.00 | 132 | [7 empty] | 131321 |  | 132 | 33 | [16 empty] | 33 | 11
131323 | NAWALGAR 132.00 | 132 | [7 empty] | 131323 |  | 132 | 33 | [16 empty] | 33 | 11
131324 | NEEMKATH 132.00 | 132 | [7 empty] | 131324 |  | 132 | 33 | [16 empty] | 33 | 11
131325 | NEWAI 132.00 | 132 | [7 empty] | 131325 |  | 132 | 33 | [16 empty] | 33 | 11
131326 | NOHAR 132.00 | 132 | [7 empty] | 131326 |  | 132 | 33 | [16 empty] | 33 | 11
131327 | NOKHA 132.00 | 132 | [7 empty] | 131327 |  | 132 | 33 | [16 empty] | 33 | 11
131328 | NPH-JODH 132.00 | 132 | [7 empty] | 131328 |  | 132 | 33 | [16 empty] | 33 | 11
131329 | NPH1 132.00 | 132 | [7 empty] | 131329 |  | 132 | 33 | [16 empty] | 33 | 11
131330 | OPH-JODH 132.00 | 132 | [7 empty] | 131330 |  | 132 | 33 | [16 empty] | 33 | 11
131331 | OSIAN 132.00 | 132 | [7 empty] | 131331 |  | 132 | 33 | [16 empty] | 33 | 11
131332 | PSNO8 132.00 | 132 | [7 empty] | 131332 |  | 132 | 33 | [16 empty] | 33 | 11
131333 | PADAMPUR 132.00 | 132 | [7 empty] | 131333 |  | 132 | 33 | [16 empty] | 33 | 11
131334 | PADROO1 132.00 | 132 | [7 empty] | 131334 |  | 132 | 33 | [16 empty] | 33 | 11
131335 | PALADAR 132.00 | 132 | [7 empty] | 131335 |  | 132 | 33 | [16 empty] | 33 | 11
131336 | PALI1 132.00 | 132 | [7 empty] | 131336 |  | 132 | 33 | [16 empty] | 33 | 11
131337 | PALODA 132.00 | 132 | [7 empty] | 131337 |  | 132 | 33 | [16 empty] | 33 | 11
131338 | PAOTA 132.00 | 132 | [7 empty] | 131338 |  | 132 | 33 | [16 empty] | 33 | 11
131339 | PAREWARA 132.00 | 132 | [7 empty] | 131339 |  | 132 | 33 | [16 empty] | 33 | 11
131340 | PARTAPUR 132.00 | 132 | [7 empty] | 131340 |  | 132 | 33 | [16 empty] | 33 | 11
131341 | PATAN_S 132.00 | 132 | [7 empty] | 131341 |  | 132 | 33 | [16 empty] | 33 | 11
131342 | PATLISAR 132.00 | 132 | [7 empty] | 131342 |  | 132 | 33 | [16 empty] | 33 | 11
131344 | PILANI 132.00 | 132 | [7 empty] | 131344 |  | 132 | 33 | [16 empty] | 33 | 11
131345 | PILIBANG 132.00 | 132 | [7 empty] | 131345 |  | 132 | 33 | [16 empty] | 33 | 11
131346 | PINAN 132.00 | 132 | [7 empty] | 131346 |  | 132 | 33 | [16 empty] | 33 | 11
131347 | PIPALIYA 132.00 | 132 | [7 empty] | 131347 |  | 132 | 33 | [16 empty] | 33 | 11
131348 | PIPAR1 132.00 | 132 | [7 empty] | 131348 |  | 132 | 33 | [16 empty] | 33 | 11
131349 | PIPRALI 132.00 | 132 | [7 empty] | 131349 |  | 132 | 33 | [16 empty] | 33 | 11
131350 | POKRAN1 132.00 | 132 | [7 empty] | 131350 |  | 132 | 33 | [16 empty] | 33 | 11
131351 | POONSA 132.00 | 132 | [7 empty] | 131351 |  | 132 | 33 | [16 empty] | 33 | 11
131352 | PRATA-UD 132.00 | 132 | [7 empty] | 131352 |  | 132 | 33 | [16 empty] | 33 | 11
131353 | PRATAPGA 132.00 | 132 | [7 empty] | 131353 |  | 132 | 33 | [16 empty] | 33 | 11
131354 | PRATA-JO 132.00 | 132 | [7 empty] | 131354 |  | 132 | 33 | [16 empty] | 33 | 11
131355 | PS-5 132.00 | 132 | [7 empty] | 131355 |  | 132 | 33 | [16 empty] | 33 | 11
131356 | PS2-1 132.00 | 132 | [7 empty] | 131356 |  | 132 | 33 | [16 empty] | 33 | 11
131358 | PS3-1 132.00 | 132 | [7 empty] | 131358 |  | 132 | 33 | [16 empty] | 33 | 11
131359 | PSNO1 132.00 | 132 | [7 empty] | 131359 |  | 132 | 33 | [16 empty] | 33 | 11
131360 | PUGALROA 132.00 | 132 | [7 empty] | 131360 |  | 132 | 33 | [16 empty] | 33 | 11
131361 | PURANAGH 132.00 | 132 | [7 empty] | 131361 |  | 132 | 33 | [16 empty] | 33 | 11
131362 | PUSHKARO 132.00 | 132 | [7 empty] | 131362 |  | 132 | 33 | [16 empty] | 33 | 11
131363 | PUSKA-RO 132.00 | 132 | [7 empty] | 131363 |  | 132 | 33 | [16 empty] | 33 | 11
131364 | PWD 132.00 | 132 | [7 empty] | 131364 |  | 132 | 33 | [16 empty] | 33 | 11
131365 | RAISINGH 132.00 | 132 | [7 empty] | 131365 |  | 132 | 33 | [16 empty] | 33 | 11
131366 | RAJAKHER 132.00 | 132 | [7 empty] | 131366 |  | 132 | 33 | [16 empty] | 33 | 11
131367 | RAJGARH 132.00 | 132 | [7 empty] | 131367 |  | 132 | 33 | [16 empty] | 33 | 11
131368 | RAJGARH1 132.00 | 132 | [7 empty] | 131368 |  | 132 | 33 | [16 empty] | 33 | 11
131369 | RAJIASR 132.00 | 132 | [7 empty] | 131369 |  | 132 | 33 | [16 empty] | 33 | 11
131370 | RAMGAR-A 132.00 | 132 | [7 empty] | 131370 |  | 132 | 33 | [16 empty] | 33 | 11
131371 | RAMPURA 132.00 | 132 | [7 empty] | 131371 |  | 132 | 33 | [16 empty] | 33 | 11
131372 | RAMSEEN 132.00 | 132 | [7 empty] | 131372 |  | 132 | 33 | [16 empty] | 33 | 11
131373 | RANASAR1 132.00 | 132 | [7 empty] | 131373 |  | 132 | 33 | [16 empty] | 33 | 11
131374 | RANI 132.00 | 132 | [7 empty] | 131374 |  | 132 | 33 | [16 empty] | 33 | 11
131375 | RANIWARA 132.00 | 132 | [7 empty] | 131375 |  | 132 | 33 | [16 empty] | 33 | 11
131376 | RANOLI 132.00 | 132 | [7 empty] | 131376 |  | 132 | 33 | [16 empty] | 33 | 11
131377 | RAPP1 132.00 | 132 | [7 empty] | 131377 |  | 132 | 33 | [16 empty] | 33 | 11
131378 | RASHMI 132.00 | 132 | [7 empty] | 131378 |  | 132 | 33 | [16 empty] | 33 | 11
131379 | RAWATBHA 132.00 | 132 | [7 empty] | 131379 |  | 132 | 33 | [16 empty] | 33 | 11
131380 | RAWATSAR 132.00 | 132 | [7 empty] | 131380 |  | 132 | 33 | [16 empty] | 33 | 11
131381 | RAYLA 132.00 | 132 | [7 empty] | 131381 |  | 132 | 33 | [16 empty] | 33 | 11
131382 | RENWAL1 132.00 | 132 | [7 empty] | 131382 |  | 132 | 33 | [16 empty] | 33 | 11
131383 | REODAR 132.00 | 132 | [7 empty] | 131383 |  | 132 | 33 | [16 empty] | 33 | 11
131384 | RICO_BHI 132.00 | 132 | [7 empty] | 131384 |  | 132 | 33 | [16 empty] | 33 | 11
131385 | RIRI 132.00 | 132 | [7 empty] | 131385 |  | 132 | 33 | [16 empty] | 33 | 11
131386 | RISHDEO 132.00 | 132 | [7 empty] | 131386 |  | 132 | 33 | [16 empty] | 33 | 11
131387 | ROON1 132.00 | 132 | [7 empty] | 131387 |  | 132 | 33 | [16 empty] | 33 | 11
131388 | ROOPWAS 132.00 | 132 | [7 empty] | 131388 |  | 132 | 33 | [16 empty] | 33 | 11
131389 | RUPNGARH 132.00 | 132 | [7 empty] | 131389 |  | 132 | 33 | [16 empty] | 33 | 11
131390 | SADULSHA 132.00 | 132 | [7 empty] | 131390 |  | 132 | 33 | [16 empty] | 33 | 11
131391 | SAGWARA1 132.00 | 132 | [7 empty] | 131391 |  | 132 | 33 | [16 empty] | 33 | 11
131392 | SAKATPUR 132.00 | 132 | [7 empty] | 131392 |  | 132 | 33 | [16 empty] | 33 | 11
131393 | SALASAR 132.00 | 132 | [7 empty] | 131393 |  | 132 | 33 | [16 empty] | 33 | 11
131394 | SALUMBR1 132.00 | 132 | [7 empty] | 131394 |  | 132 | 33 | [16 empty] | 33 | 11
131395 | SAMDARI1 132.00 | 132 | [7 empty] | 131395 |  | 132 | 33 | [16 empty] | 33 | 11
131396 | SANCHOR1 132.00 | 132 | [7 empty] | 131396 |  | 132 | 33 | [16 empty] | 33 | 11
131398 | SANGOD 132.00 | 132 | [7 empty] | 131398 |  | 132 | 33 | [16 empty] | 33 | 11
131399 | SANGRIA 132.00 | 132 | [7 empty] | 131399 |  | 132 | 33 | [16 empty] | 33 | 11
131400 | SANJOO 132.00 | 132 | [7 empty] | 131400 |  | 132 | 33 | [16 empty] | 33 | 11
131401 | SANKAD1 132.00 | 132 | [7 empty] | 131401 |  | 132 | 33 | [16 empty] | 33 | 11
131402 | SANWAD1 132.00 | 132 | [7 empty] | 131402 |  | 132 | 33 | [16 empty] | 33 | 11
131403 | SANWREEJ 132.00 | 132 | [7 empty] | 131403 |  | 132 | 33 | [16 empty] | 33 | 11
131404 | SAPOL 132.00 | 132 | [7 empty] | 131404 |  | 132 | 33 | [16 empty] | 33 | 11
131405 | SARADHNA 132.00 | 132 | [7 empty] | 131405 |  | 132 | 33 | [16 empty] | 33 | 11
131406 | SARDARSH 132.00 | 132 | [7 empty] | 131406 |  | 132 | 33 | [16 empty] | 33 | 11
131407 | SARMATHU 132.00 | 132 | [7 empty] | 131407 |  | 132 | 33 | [16 empty] | 33 | 11
131408 | SARNADUN 132.00 | 132 | [7 empty] | 131408 |  | 132 | 33 | [16 empty] | 33 | 11
131409 | SATA 132.00 | 132 | [7 empty] | 131409 |  | 132 | 33 | [16 empty] | 33 | 11
131410 | SAWA(B)1 132.00 | 132 | [7 empty] | 131410 |  | 132 | 33 | [16 empty] | 33 | 11
131411 | SAWA-CH1 132.00 | 132 | [7 empty] | 131411 |  | 132 | 33 | [16 empty] | 33 | 11
131412 | SAYLA1 132.00 | 132 | [7 empty] | 131412 |  | 132 | 33 | [16 empty] | 33 | 11
131413 | SEDWA 132.00 | 132 | [7 empty] | 131413 |  | 132 | 33 | [16 empty] | 33 | 11
131414 | SENTHI 132.00 | 132 | [7 empty] | 131414 |  | 132 | 33 | [16 empty] | 33 | 11
131417 | SEZ1_21 132.00 | 132 | [7 empty] | 131417 |  | 132 | 33 | [16 empty] | 33 | 11
131418 | SHAHJANP 132.00 | 132 | [7 empty] | 131418 |  | 132 | 33 | [16 empty] | 33 | 11
131419 | SHAHPURA 132.00 | 132 | [7 empty] | 131419 |  | 132 | 33 | [16 empty] | 33 | 11
131420 | SHAHP-BH 132.00 | 132 | [7 empty] | 131420 |  | 132 | 33 | [16 empty] | 33 | 11
131421 | SHEO1 132.00 | 132 | [7 empty] | 131421 |  | 132 | 33 | [16 empty] | 33 | 11
131423 | SIKANDRA 132.00 | 132 | [7 empty] | 131423 |  | 132 | 33 | [16 empty] | 33 | 11
131424 | SIKRAI 132.00 | 132 | [7 empty] | 131424 |  | 132 | 33 | [16 empty] | 33 | 11
131425 | SILORA_1 132.00 | 132 | [7 empty] | 131425 |  | 132 | 33 | [16 empty] | 33 | 11
131426 | SINDRA1 132.00 | 132 | [7 empty] | 131426 |  | 132 | 33 | [16 empty] | 33 | 11
131427 | SIRSI1 132.00 | 132 | [7 empty] | 131427 |  | 132 | 33 | [16 empty] | 33 | 11
131428 | SISARMA1 132.00 | 132 | [7 empty] | 131428 |  | 132 | 33 | [16 empty] | 33 | 11
131429 | SITAPU-1 132.00 | 132 | [7 empty] | 131429 |  | 132 | 33 | [16 empty] | 33 | 11
131431 | SIWANA 132.00 | 132 | [7 empty] | 131431 |  | 132 | 33 | [16 empty] | 33 | 11
131432 | SMS-STA1 132.00 | 132 | [7 empty] | 131432 |  | 132 | 33 | [16 empty] | 33 | 11
131433 | SOJAT1 132.00 | 132 | [7 empty] | 131433 |  | 132 | 33 | [16 empty] | 33 | 11
131434 | SOORSAGA 132.00 | 132 | [7 empty] | 131434 |  | 132 | 33 | [16 empty] | 33 | 11
131435 | SOYLA1 132.00 | 132 | [7 empty] | 131435 |  | 132 | 33 | [16 empty] | 33 | 11
131436 | SPOTRA-1 132.00 | 132 | [7 empty] | 131436 |  | 132 | 33 | [16 empty] | 33 | 11
131437 | SRIDUNG1 132.00 | 132 | [7 empty] | 131437 |  | 132 | 33 | [16 empty] | 33 | 11
131438 | SRIGANGA 132.00 | 132 | [7 empty] | 131438 |  | 132 | 33 | [16 empty] | 33 | 11
131439 | SRIKARNP 132.00 | 132 | [7 empty] | 131439 |  | 132 | 33 | [16 empty] | 33 | 11
131440 | SRIMADHO 132.00 | 132 | [7 empty] | 131440 |  | 132 | 33 | [16 empty] | 33 | 11
131441 | SRIMAHAV 132.00 | 132 | [7 empty] | 131441 |  | 132 | 33 | [16 empty] | 33 | 11
131442 | SRIVIJAY 132.00 | 132 | [7 empty] | 131442 |  | 132 | 33 | [16 empty] | 33 | 11
131443 | SUJANGARH1 132.00 | 132 | [7 empty] | 131443 |  | 132 | 33 | [16 empty] | 33 | 11
131444 | SUKHER1 132.00 | 132 | [7 empty] | 131444 |  | 132 | 33 | [16 empty] | 33 | 11
131445 | SULTANA 132.00 | 132 | [7 empty] | 131445 |  | 132 | 33 | [16 empty] | 33 | 11
131446 | SUMERPUR 132.00 | 132 | [7 empty] | 131446 |  | 132 | 33 | [16 empty] | 33 | 11
131447 | SURAJGAR 132.00 | 132 | [7 empty] | 131447 |  | 132 | 33 | [16 empty] | 33 | 11
131448 | SURPURA1 132.00 | 132 | [7 empty] | 131448 |  | 132 | 33 | [16 empty] | 33 | 11
131449 | SUWANA 132.00 | 132 | [7 empty] | 131449 |  | 132 | 33 | [16 empty] | 33 | 11
131451 | TAGOREN 132.00 | 132 | [7 empty] | 131451 |  | 132 | 33 | [16 empty] | 33 | 11
131452 | TALERA 132.00 | 132 | [7 empty] | 131452 |  | 132 | 33 | [16 empty] | 33 | 11
131453 | TARANAGA 132.00 | 132 | [7 empty] | 131453 |  | 132 | 33 | [16 empty] | 33 | 11
131454 | TEHANDESAR 132.00 | 132 | [7 empty] | 131454 |  | 132 | 33 | [16 empty] | 33 | 11
131457 | THADOLI1 132.00 | 132 | [7 empty] | 131457 |  | 132 | 33 | [16 empty] | 33 | 11
131458 | THANAGAZ 132.00 | 132 | [7 empty] | 131458 |  | 132 | 33 | [16 empty] | 33 | 11
131459 | THOI_1 132.00 | 132 | [7 empty] | 131459 |  | 132 | 33 | [16 empty] | 33 | 11
131460 | TIZARA 132.00 | 132 | [7 empty] | 131460 |  | 132 | 33 | [16 empty] | 33 | 11
131461 | TODABHIM 132.00 | 132 | [7 empty] | 131461 |  | 132 | 33 | [16 empty] | 33 | 11
131462 | TODARASI 132.00 | 132 | [7 empty] | 131462 |  | 132 | 33 | [16 empty] | 33 | 11
131463 | TONK 132.00 | 132 | [7 empty] | 131463 |  | 132 | 33 | [16 empty] | 33 | 11
131464 | TOONGA1 132.00 | 132 | [7 empty] | 131464 |  | 132 | 33 | [16 empty] | 33 | 11
131465 | UDAIPURW 132.00 | 132 | [7 empty] | 131465 |  | 132 | 33 | [16 empty] | 33 | 11
131466 | UMAIDPUR 132.00 | 132 | [7 empty] | 131466 |  | 132 | 33 | [16 empty] | 33 | 11
131467 | UNDOO 132.00 | 132 | [7 empty] | 131467 |  | 132 | 33 | [16 empty] | 33 | 11
131468 | UNIARA1 132.00 | 132 | [7 empty] | 131468 |  | 132 | 33 | [16 empty] | 33 | 11
131469 | UPANI_1 132.00 | 132 | [7 empty] | 131469 |  | 132 | 33 | [16 empty] | 33 | 11
131470 | VAISHALI 132.00 | 132 | [7 empty] | 131470 |  | 132 | 33 | [16 empty] | 33 | 11
131472 | VKIA1 132.00 | 132 | [7 empty] | 131472 |  | 132 | 33 | [16 empty] | 33 | 11
131473 | WEIR1 132.00 | 132 | [7 empty] | 131473 |  | 132 | 33 | [16 empty] | 33 | 11
131474 | Z_MINES 132.00 | 132 | [7 empty] | 131474 |  | 132 | 33 | [16 empty] | 33 | 11
131475 | BAMANTUKDA 132.00 | 132 | [7 empty] | 131475 |  | 132 | 33 | [16 empty] | 33 | 11
131476 | MOONDSAR 132.00 | 132 | [7 empty] | 131476 |  | 132 | 33 | [16 empty] | 33 | 11
131477 | MASUDA 132.00 | 132 | [7 empty] | 131477 |  | 132 | 33 | [16 empty] | 33 | 11
131478 | SUBHASNAGAR 132.00 | 132 | [7 empty] | 131478 |  | 132 | 33 | [16 empty] | 33 | 11
131479 | KUSHALGARH 132.00 | 132 | [7 empty] | 131479 |  | 132 | 33 | [16 empty] | 33 | 11
131480 | BIJAIPUR 132.00 | 132 | [7 empty] | 131480 |  | 132 | 33 | [16 empty] | 33 | 11
131481 | MEHARA 132.00 | 132 | [7 empty] | 131481 |  | 132 | 33 | [16 empty] | 33 | 11
131482 | AAU2 132.00 | 132 | [7 empty] | 131482 |  | 132 | 33 | [16 empty] | 33 | 11
131484 | BAITHWASIA 132.00 | 132 | [7 empty] | 131484 |  | 132 | 33 | [16 empty] | 33 | 11
131487 | PS-4 132.00 | 132 | [7 empty] | 131487 |  | 132 | 33 | [16 empty] | 33 | 11
131491 | NIWANA 132.00 | 132 | [7 empty] | 131491 |  | 132 | 33 | [16 empty] | 33 | 11
131492 | BEHROR_GSS 132.00 | 132 | [7 empty] | 131492 |  | 132 | 33 | [16 empty] | 33 | 11
131497 | KHETUSAR 132.00 | 132 | [7 empty] | 131497 |  | 132 | 33 | [16 empty] | 33 | 11
131498 | GONER 132.00 | 132 | [7 empty] | 131498 |  | 132 | 33 | [16 empty] | 33 | 11
131500 | PAHARI 132.00 | 132 | [7 empty] | 131500 |  | 132 | 33 | [16 empty] | 33 | 11
131501 | SWAROOPGANJ 132.00 | 132 | [7 empty] | 131501 |  | 132 | 33 | [16 empty] | 33 | 11
131502 | ARAIN 132.00 | 132 | [7 empty] | 131502 |  | 132 | 33 | [16 empty] | 33 | 11
131503 | BATODA 132.00 | 132 | [7 empty] | 131503 |  | 132 | 33 | [16 empty] | 33 | 11
131505 | ANANDPUR KAL132.00 | 132 | [7 empty] | 131505 |  | 132 | 33 | [16 empty] | 33 | 11
131506 | POSALIYA 132.00 | 132 | [7 empty] | 131506 |  | 132 | 33 | [16 empty] | 33 | 11
131507 | KIRMASARAIYA132.00 | 132 | [7 empty] | 131507 |  | 132 | 33 | [16 empty] | 33 | 11
131508 | BHASINA 132.00 | 132 | [7 empty] | 131508 |  | 132 | 33 | [16 empty] | 33 | 11
131509 | HATUNDI 132.00 | 132 | [7 empty] | 131509 |  | 132 | 33 | [16 empty] | 33 | 11
131510 | PARBATSAR 132.00 | 132 | [7 empty] | 131510 |  | 132 | 33 | [16 empty] | 33 | 11
131511 | SEEMALWARA 132.00 | 132 | [7 empty] | 131511 |  | 132 | 33 | [16 empty] | 33 | 11
131512 | GHATOL 132.00 | 132 | [7 empty] | 131512 |  | 132 | 33 | [16 empty] | 33 | 11
131513 | SHERERA 132.00 | 132 | [7 empty] | 131513 |  | 132 | 33 | [16 empty] | 33 | 11
131514 | ROOPARAIL 132.00 | 132 | [7 empty] | 131514 |  | 132 | 33 | [16 empty] | 33 | 11
131515 | JATAWALI 132.00 | 132 | [7 empty] | 131515 |  | 132 | 33 | [16 empty] | 33 | 11
131516 | DEH 132.00 | 132 | [7 empty] | 131516 |  | 132 | 33 | [16 empty] | 33 | 11
131517 | KHERWARA 132.00 | 132 | [7 empty] | 131517 |  | 132 | 33 | [16 empty] | 33 | 11
131518 | PEEPALWARA 132.00 | 132 | [7 empty] | 131518 |  | 132 | 33 | [16 empty] | 33 | 11
131519 | BHIM 132.00 | 132 | [7 empty] | 131519 |  | 132 | 33 | [16 empty] | 33 | 11
131520 | KISHANGANJ 132.00 | 132 | [7 empty] | 131520 |  | 132 | 33 | [16 empty] | 33 | 11
131521 | BHANIPURA 132.00 | 132 | [7 empty] | 131521 |  | 132 | 33 | [16 empty] | 33 | 11
131522 | BICHHIWARA 132.00 | 132 | [7 empty] | 131522 |  | 132 | 33 | [16 empty] | 33 | 11
131523 | SULTANPUR 132.00 | 132 | [7 empty] | 131523 |  | 132 | 33 | [16 empty] | 33 | 11
131524 | SHAITANSINGH132.00 | 132 | [7 empty] | 131524 |  | 132 | 33 | [16 empty] | 33 | 11
131525 | SATWARA 132.00 | 132 | [7 empty] | 131525 |  | 132 | 33 | [16 empty] | 33 | 11
131526 | KOLUKHERI 132.00 | 132 | [7 empty] | 131526 |  | 132 | 33 | [16 empty] | 33 | 11
131527 | GUDHACHANDRJ132.00 | 132 | [7 empty] | 131527 |  | 132 | 33 | [16 empty] | 33 | 11
131528 | NANGALPY 132.00 | 132 | [7 empty] | 131528 |  | 132 | 33 | [16 empty] | 33 | 11
131530 | BAGDI 132.00 | 132 | [7 empty] | 131530 |  | 132 | 33 | [16 empty] | 33 | 11
131531 | AJASAR 132.00 | 132 | [7 empty] | 131531 |  | 132 | 33 | [16 empty] | 33 | 11
131533 | AMBERI 132.00 | 132 | [7 empty] | 131533 |  | 132 | 33 | [16 empty] | 33 | 11
131535 | MAMONI 132.00 | 132 | [7 empty] | 131535 |  | 132 | 33 | [16 empty] | 33 | 11
131536 | DADABARI 132.00 | 132 | [7 empty] | 131536 |  | 132 | 33 | [16 empty] | 33 | 11
131537 | CHOUTH_KA_BA132.00 | 132 | [7 empty] | 131537 |  | 132 | 33 | [16 empty] | 33 | 11
131538 | SANGARH_1 132.00 | 132 | [7 empty] | 131538 |  | 132 | 33 | [16 empty] | 33 | 11
131539 | SANWALI_ROAD132.00 | 132 | [7 empty] | 131539 |  | 132 | 33 | [16 empty] | 33 | 11
131540 | BAPINI_1 132.00 | 132 | [7 empty] | 131540 |  | 132 | 33 | [16 empty] | 33 | 11
131541 | JOOJHPURA_1 132.00 | 132 | [7 empty] | 131541 |  | 132 | 33 | [16 empty] | 33 | 11
131542 | KITASAR 132.00 | 132 | [7 empty] | 131542 |  | 132 | 33 | [16 empty] | 33 | 11
131543 | PARASNEU 132.00 | 132 | [7 empty] | 131543 |  | 132 | 33 | [16 empty] | 33 | 11

## HP-132kV-a
132kV Nodes from 220/132kV Substation | [9 empty] | 132/33kV Configuration | [10 empty] | 33kV Line | [6 empty] | 33/11 kV Transformer
Bus Number | Bus Name | Voltage(kV) | Total Lumped Load in PSSE |  | Load Details at 132kV Bus |  |  |  |  | From Bus Number | To Bus Number | Primary Voltage(kV) | Secondary Voltage(kV) | Rated MVA | % Impedance | Load Details at 33kV bus |  |  |  |  | From Bus Number | To Bus Number | Resistance(ohms) | Reactance (ohms) | Capacitance (Farads) | Type of the conductor | Length(km) | From Bus Number | To Bus Number | Primary Voltage(kV) | Secondary Voltage(kV) | Rated MVA | % Impedance | Load Details at 132kV bus
[5 empty] | Load directly connected at 132 kV |  | Cap. Connected at 132 kV(Mvar)
[16 empty] | Direct Load at 33kV bus |  | Cap. Conntected at 33 kV(Mvar) | [15 empty] | Direct Load at 11kV bus |  | Cap. Conntected at 11 kV(Mvar)
|  |  | P(MW) | Q(Mvar) | P(MW) | Q(Mvar) or Power Factor | Date of Commissioning | Installed Value (MVAr) | Operational Value (MVAr) | [6 empty] | P(MW) | Q(Mvar) or Power Factor | Date of Commissioning | Installed Value (MVAr) | Operational Value (MVAr) | [13 empty] | P(MW) | Q(Mvar) or Power Factor | Date of Commissioning | Installed Value (MVAr) | Operational Value (MVAr)
111089 | JOGINDERNAGA132.00 | 132 | [7 empty] | 111089 | 1 | 132 | 33 | 25 | 14 | [5 empty] | 1 | x | 0.1 | 0.3 | 0.001 | dog | 25 | x | aa | 33 | 11 | 25 | 14
171000 | DARLAGHA 132.00 | 132 | [7 empty] | 171000 | 2 | 132 | 33 | [7 empty] | 2 | y | [5 empty] | y | bb | 33 | 11
171001 | BAJAURA1 132.00 | 132 | [7 empty] | 171001 | 3 | 132 | 33 | [7 empty] | 3 | z | [5 empty] | z | cc | 33 | 11
171001 | BAJAURA1 132.00 | 132 | [7 empty] | 171001 |  | 132 | 33 | [16 empty] | 33 | 11
171003 | KANGRA1 132.00 | 132 | [7 empty] | 171003 |  | 132 | 33 | [16 empty] | 33 | 11
171003 | KANGRA1 132.00 | 132 | [7 empty] | 171003 |  | 132 | 33 | [16 empty] | 33 | 11
171005 | KUNIHAR1 132.00 | 132 | [7 empty] | 171005 |  | 132 | 33 | [16 empty] | 33 | 11
171005 | KUNIHAR1 132.00 | 132 | [7 empty] | 171005 |  | 132 | 33 | [16 empty] | 33 | 11
171007 | BASSI1 132.00 | 132 | [7 empty] | 171007 |  | 132 | 33 | [16 empty] | 33 | 11
171007 | BASSI1 132.00 | 132 | [7 empty] | 171007 |  | 132 | 33 | [16 empty] | 33 | 11
171008 | HAMIRP-1 132.00 | 132 | [7 empty] | 171008 |  | 132 | 33 | [16 empty] | 33 | 11
171008 | HAMIRP-1 132.00 | 132 | [7 empty] | 171008 |  | 132 | 33 | [16 empty] | 33 | 11
171009 | GIRI1 132.00 | 132 | [7 empty] | 171009 |  | 132 | 33 | [16 empty] | 33 | 11
171009 | GIRI1 132.00 | 132 | [7 empty] | 171009 |  | 132 | 33 | [16 empty] | 33 | 11
171010 | BAROTIWA 132.00 | 132 | [7 empty] | 171010 |  | 132 | 33 | [16 empty] | 33 | 11
171010 | BAROTIWA 132.00 | 132 | [7 empty] | 171010 |  | 132 | 33 | [16 empty] | 33 | 11
171011 | KALAAMB1 132.00 | 132 | [7 empty] | 171011 |  | 132 | 33 | [16 empty] | 33 | 11
171011 | KALAAMB1 132.00 | 132 | [7 empty] | 171011 |  | 132 | 33 | [16 empty] | 33 | 11
171012 | PALAMPUR 132.00 | 132 | [7 empty] | 171012 |  | 132 | 33 | [16 empty] | 33 | 11
171012 | PALAMPUR 132.00 | 132 | [7 empty] | 171012 |  | 132 | 33 | [16 empty] | 33 | 11
171013 | PAONTA1 132.00 | 132 | [7 empty] | 171013 |  | 132 | 33 | [16 empty] | 33 | 11
171013 | PAONTA1 132.00 | 132 | [7 empty] | 171013 |  | 132 | 33 | [16 empty] | 33 | 11
171014 | AMB1 132.00 | 132 | [7 empty] | 171014 |  | 132 | 33 | [16 empty] | 33 | 11
171014 | AMB1 132.00 | 132 | [7 empty] | 171014 |  | 132 | 33 | [16 empty] | 33 | 11
171015 | UNA1 132.00 | 132 | [7 empty] | 171015 |  | 132 | 33 | [16 empty] | 33 | 11
171015 | UNA1 132.00 | 132 | [7 empty] | 171015 |  | 132 | 33 | [16 empty] | 33 | 11
171016 | LARJI1 132.00 | 132 | [7 empty] | 171016 |  | 132 | 33 | [16 empty] | 33 | 11
171017 | JASSOR1 132.00 | 132 | [7 empty] | 171017 |  | 132 | 33 | [16 empty] | 33 | 11
171018 | JUTOG1 132.00 | 132 | [7 empty] | 171018 |  | 132 | 33 | [16 empty] | 33 | 11
171019 | SOLAN1 132.00 | 132 | [7 empty] | 171019 |  | 132 | 33 | [16 empty] | 33 | 11
171019 | SOLAN1 132.00 | 132 | [7 empty] | 171019 |  | 132 | 33 | [16 empty] | 33 | 11
171020 | DEHRA1 132.00 | 132 | [7 empty] | 171020 |  | 132 | 33 | [16 empty] | 33 | 11
171020 | DEHRA1 132.00 | 132 | [7 empty] | 171020 |  | 132 | 33 | [16 empty] | 33 | 11
171021 | KANGO1 132.00 | 132 | [7 empty] | 171021 |  | 132 | 33 | [16 empty] | 33 | 11
171023 | KNGO_SPL 132.00 | 132 | [7 empty] | 171023 |  | 132 | 33 | [16 empty] | 33 | 11
171024 | BAGHA 132.00 | 132 | [7 empty] | 171024 |  | 132 | 33 | [16 empty] | 33 | 11
171025 | BATHRI1 132.00 | 132 | [7 empty] | 171025 |  | 132 | 33 | [16 empty] | 33 | 11
171025 | BATHRI1 132.00 | 132 | [7 empty] | 171025 |  | 132 | 33 | [16 empty] | 33 | 11
171026 | BIJNI1 132.00 | 132 | [7 empty] | 171026 |  | 132 | 33 | [16 empty] | 33 | 11
171026 | BIJNI1 132.00 | 132 | [7 empty] | 171026 |  | 132 | 33 | [16 empty] | 33 | 11
171027 | KANDRI1 132.00 | 132 | [7 empty] | 171027 |  | 132 | 33 | [16 empty] | 33 | 11
171027 | KANDRI1 132.00 | 132 | [7 empty] | 171027 |  | 132 | 33 | [16 empty] | 33 | 11
PS: Please provide the downward connectivity of 220kV bus 172007(RAURIAMB)

## HP-132kV-b
132kV Nodes from 220/132kV Substation | [9 empty] | 132/66 kV Transformer | [10 empty] | 66kV Line | [6 empty] | 66/22 kV Transformer | [10 empty] | 22kV Line | [6 empty] | 22/11 kV Transformer
Bus Number | Bus Name | Voltage(kV) | Total Lumped Load in PSSE |  | Load Details at 132kV Bus |  |  |  |  | From Bus Number | To Bus Number | Primary Voltage(kV) | Secondary Voltage(kV) | Rated MVA | % Impedance | Load Details at 66kV bus |  |  |  |  | From Bus Number | To Bus Number | Resistance(ohms) | Reactance (ohms) | Capacitance (Farads) | Type | Length(km) | From Bus Number | To Bus Number | Primary Voltage(kV) | Secondary Voltage(kV) | Rated MVA | % Impedance | Load Details at 22kV bus |  |  |  |  | From Bus Number | To Bus Number | Resistance(ohms) | Reactance (ohms) | Capacitance (Farads) | Type of the conductor | Length(km) | From Bus Number | To Bus Number | Primary Voltage(kV) | Secondary Voltage(kV) | Rated MVA | % Impedance | Load Details at 112kV bus
[5 empty] | Load directly connected at 132 kV |  | Cap. Connected at 132 kV(Mvar)
[16 empty] | Direct Load at 66kV bus |  | Cap. Connected at 66 kV(Mvar) | [15 empty] | Direct Load at 22kV bus |  | Cap. Connected at 22 kV(Mvar) | [15 empty] | Direct Load at 11kV bus |  | Cap. Connected at 11 kV(Mvar)
|  |  | P(MW) | Q(Mvar) | P(MW) | Q(Mvar) or Power Factor | Date of Commissioning | Installed Value (MVAr) | Operational Value (MVAr) | [6 empty] | P(MW) | Q(Mvar) or Power Factor | Date of Commissioning | Installed Value (MVAr) | Operational Value (MVAr) | [13 empty] | P(MW) | Q(Mvar) or Power Factor | Date of Commissioning | Installed Value (MVAr) | Operational Value (MVAr) | [13 empty] | P(MW) | Q(Mvar) or Power Factor | Date of Commissioning | Installed Value (MVAr) | Operational Value (MVAr)
111089 | JOGINDERNAGA132.00 | 132 | [7 empty] | 111089 | 1 | 132 | 66 | [7 empty] | 1 | x | 0.1 | 0.3 | 0.001 | dog | 25 | x | aa | 66 | 22 | [7 empty] | aa | 1a1a | 0.1 | 0.3 | 0.001 | dog | 25 | 1a1a | 111aaa | 22 | 11 | 25 | 14
171000 | DARLAGHA 132.00 | 132 | [7 empty] | 171000 | 2 | 132 | 66 | [7 empty] | 2 | y | [5 empty] | y | bb | 66 | 22 | [7 empty] | bb | 2a2a | [5 empty] | 2a2a | 222aaa | 22 | 11
171001 | BAJAURA1 132.00 | 132 | [7 empty] | 171001 | 3 | 132 | 66 | [7 empty] | 3 | z | [5 empty] | z | cc | 66 | 22 | [7 empty] | cc | 3a3a | [5 empty] | 3a3a | 333aaa | 22 | 11
171001 | BAJAURA1 132.00 | 132 | [7 empty] | 171001 |  | 132 | 66 | [16 empty] | 66 | 22 | [16 empty] | 22 | 11
171003 | KANGRA1 132.00 | 132 | [7 empty] | 171003 |  | 132 | 66 | [16 empty] | 66 | 22 | [16 empty] | 22 | 11
171003 | KANGRA1 132.00 | 132 | [7 empty] | 171003 |  | 132 | 66 | [16 empty] | 66 | 22 | [16 empty] | 22 | 11
171005 | KUNIHAR1 132.00 | 132 | [7 empty] | 171005 |  | 132 | 66 | [16 empty] | 66 | 22 | [16 empty] | 22 | 11
171005 | KUNIHAR1 132.00 | 132 | [7 empty] | 171005 |  | 132 | 66 | [16 empty] | 66 | 22 | [16 empty] | 22 | 11
171007 | BASSI1 132.00 | 132 | [7 empty] | 171007 |  | 132 | 66 | [16 empty] | 66 | 22 | [16 empty] | 22 | 11
171007 | BASSI1 132.00 | 132 | [7 empty] | 171007 |  | 132 | 66 | [16 empty] | 66 | 22 | [16 empty] | 22 | 11
171008 | HAMIRP-1 132.00 | 132 | [7 empty] | 171008 |  | 132 | 66 | [16 empty] | 66 | 22 | [16 empty] | 22 | 11
171008 | HAMIRP-1 132.00 | 132 | [7 empty] | 171008 |  | 132 | 66 | [16 empty] | 66 | 22 | [16 empty] | 22 | 11
171009 | GIRI1 132.00 | 132 | [7 empty] | 171009 |  | 132 | 66 | [16 empty] | 66 | 22 | [16 empty] | 22 | 11
171009 | GIRI1 132.00 | 132 | [7 empty] | 171009 |  | 132 | 66 | [16 empty] | 66 | 22 | [16 empty] | 22 | 11
171010 | BAROTIWA 132.00 | 132 | [7 empty] | 171010 |  | 132 | 66 | [16 empty] | 66 | 22 | [16 empty] | 22 | 11
171010 | BAROTIWA 132.00 | 132 | [7 empty] | 171010 |  | 132 | 66 | [16 empty] | 66 | 22 | [16 empty] | 22 | 11
171011 | KALAAMB1 132.00 | 132 | [7 empty] | 171011 |  | 132 | 66 | [16 empty] | 66 | 22 | [16 empty] | 22 | 11
171011 | KALAAMB1 132.00 | 132 | [7 empty] | 171011 |  | 132 | 66 | [16 empty] | 66 | 22 | [16 empty] | 22 | 11
171012 | PALAMPUR 132.00 | 132 | [7 empty] | 171012 |  | 132 | 66 | [16 empty] | 66 | 22 | [16 empty] | 22 | 11
171012 | PALAMPUR 132.00 | 132 | [7 empty] | 171012 |  | 132 | 66 | [16 empty] | 66 | 22 | [16 empty] | 22 | 11
171013 | PAONTA1 132.00 | 132 | [7 empty] | 171013 |  | 132 | 66 | [16 empty] | 66 | 22 | [16 empty] | 22 | 11
171013 | PAONTA1 132.00 | 132 | [7 empty] | 171013 |  | 132 | 66 | [16 empty] | 66 | 22 | [16 empty] | 22 | 11
171014 | AMB1 132.00 | 132 | [7 empty] | 171014 |  | 132 | 66 | [16 empty] | 66 | 22 | [16 empty] | 22 | 11
171014 | AMB1 132.00 | 132 | [7 empty] | 171014 |  | 132 | 66 | [16 empty] | 66 | 22 | [16 empty] | 22 | 11
171015 | UNA1 132.00 | 132 | [7 empty] | 171015 |  | 132 | 66 | [16 empty] | 66 | 22 | [16 empty] | 22 | 11
171015 | UNA1 132.00 | 132 | [7 empty] | 171015 |  | 132 | 66 | [16 empty] | 66 | 22 | [16 empty] | 22 | 11
171016 | LARJI1 132.00 | 132 | [7 empty] | 171016 |  | 132 | 66 | [16 empty] | 66 | 22 | [16 empty] | 22 | 11
171017 | JASSOR1 132.00 | 132 | [7 empty] | 171017 |  | 132 | 66 | [16 empty] | 66 | 22 | [16 empty] | 22 | 11
171018 | JUTOG1 132.00 | 132 | [7 empty] | 171018 |  | 132 | 66 | [16 empty] | 66 | 22 | [16 empty] | 22 | 11
171019 | SOLAN1 132.00 | 132 | [7 empty] | 171019 |  | 132 | 66 | [16 empty] | 66 | 22 | [16 empty] | 22 | 11
171019 | SOLAN1 132.00 | 132 | [7 empty] | 171019 |  | 132 | 66 | [16 empty] | 66 | 22 | [16 empty] | 22 | 11
171020 | DEHRA1 132.00 | 132 | [7 empty] | 171020 |  | 132 | 66 | [16 empty] | 66 | 22 | [16 empty] | 22 | 11
171020 | DEHRA1 132.00 | 132 | [7 empty] | 171020 |  | 132 | 66 | [16 empty] | 66 | 22 | [16 empty] | 22 | 11
171021 | KANGO1 132.00 | 132 | [7 empty] | 171021 |  | 132 | 66 | [16 empty] | 66 | 22 | [16 empty] | 22 | 11
171023 | KNGO_SPL 132.00 | 132 | [7 empty] | 171023 |  | 132 | 66 | [16 empty] | 66 | 22 | [16 empty] | 22 | 11
171024 | BAGHA 132.00 | 132 | [7 empty] | 171024 |  | 132 | 66 | [16 empty] | 66 | 22 | [16 empty] | 22 | 11
171025 | BATHRI1 132.00 | 132 | [7 empty] | 171025 |  | 132 | 66 | [16 empty] | 66 | 22 | [16 empty] | 22 | 11
171025 | BATHRI1 132.00 | 132 | [7 empty] | 171025 |  | 132 | 66 | [16 empty] | 66 | 22 | [16 empty] | 22 | 11
171026 | BIJNI1 132.00 | 132 | [7 empty] | 171026 |  | 132 | 66 | [16 empty] | 66 | 22 | [16 empty] | 22 | 11
171026 | BIJNI1 132.00 | 132 | [7 empty] | 171026 |  | 132 | 66 | [16 empty] | 66 | 22 | [16 empty] | 22 | 11
171027 | KANDRI1 132.00 | 132 | [7 empty] | 171027 |  | 132 | 66 | [16 empty] | 66 | 22 | [16 empty] | 22 | 11
171027 | KANDRI1 132.00 | 132 | [7 empty] | 171027 |  | 132 | 66 | [16 empty] | 66 | 22 | [16 empty] | 22 | 11

## HP-132kV-c
132kV Nodes from 220/132kV Substation | [9 empty] | 132/66kV Configuration | [10 empty] | 66kV Line | [6 empty] | 66/33 kV Transformer | [10 empty] | 33 kV Line Details | [6 empty] | 33/11 kV Transformer
Bus Number | Bus Name | Voltage(kV) | Total Lumped Load in PSSE |  | Load Details at 132kV Bus |  |  |  |  | From Bus Number | To Bus Number | Primary Voltage(kV) | Secondary Voltage(kV) | Rated MVA | % Impedance | Load Details at 66kV bus |  |  |  |  | From Bus Number | To Bus Number | Resistance(ohms) | Reactance (ohms) | Capacitance (Farads) | Type of the conductor | Length(km) | From Bus Number | To Bus Number | Primary Voltage(kV) | Secondary Voltage(kV) | Rated MVA | % Impedance | Load Details at 33kV bus |  |  |  |  | From Bus Number | To Bus Number | Resistance(ohms) | Reactance (ohms) | Capacitance (Farads) | Type of the conductor | Length(km) | From Bus Number | To Bus Number | Primary Voltage(kV) | Secondary Voltage(kV) | Rated MVA | % Impedance | Load Details at 132kV bus
[5 empty] | Load directly connected at 132 kV |  | Cap. Connected at 132 kV(Mvar)
[16 empty] | Direct Load at 66kV bus |  | Cap. Connected at 66 kV(Mvar) | [15 empty] | Direct Load at 33kV bus |  | Cap. Connected at 33 kV(Mvar) | [15 empty] | Direct Load at 11kV bus |  | Cap. Connected at 11 kV(Mvar)
|  |  | P(MW) | Q(Mvar) | P(MW) | Q(Mvar) or Power Factor | Date of Commissioning | Installed Value (MVAr) | Operational Value (MVAr) | [6 empty] | P(MW) | Q(Mvar) or Power Factor | Date of Commissioning | Installed Value (MVAr) | Operational Value (MVAr) | [13 empty] | P(MW) | Q(Mvar) or Power Factor | Date of Commissioning | Installed Value (MVAr) | Operational Value (MVAr) | [13 empty] | P(MW) | Q(Mvar) or Power Factor | Date of Commissioning | Installed Value (MVAr) | Operational Value (MVAr)
111089 | JOGINDERNAGA132.00 | 132 | [7 empty] | 111089 | 1 | 132 | 66 | 25 | 14 | [5 empty] | 1 | x | 0.1 | 0.3 | 0.001 | dog | 25 | x | 1a | 66 | 33 | 25 | 14 | [5 empty] | 1a | 1a1a | [5 empty] | 1a1a | 111aaa | 33 | 11 | 25 | 14
171000 | DARLAGHA 132.00 | 132 | [7 empty] | 171000 | 2 | 132 | 66 | [7 empty] | 2 | y | [5 empty] | y | 2a | 66 | 33 | [7 empty] | 2a | 2a2a | [5 empty] | 2a2a | 222aaa | 33 | 11
171001 | BAJAURA1 132.00 | 132 | [7 empty] | 171001 | 3 | 132 | 66 | [7 empty] | 3 | z | [5 empty] | z | 3a | 66 | 33 | [7 empty] | 3a | 3a3a | [5 empty] | 3a3a | 333aaa | 33 | 11
171001 | BAJAURA1 132.00 | 132 | [7 empty] | 171001 |  | 132 | 66 | [16 empty] | 66 | 33 | [16 empty] | 33 | 11
171003 | KANGRA1 132.00 | 132 | [7 empty] | 171003 |  | 132 | 66 | [16 empty] | 66 | 33 | [16 empty] | 33 | 11
171003 | KANGRA1 132.00 | 132 | [7 empty] | 171003 |  | 132 | 66 | [16 empty] | 66 | 33 | [16 empty] | 33 | 11
171005 | KUNIHAR1 132.00 | 132 | [7 empty] | 171005 |  | 132 | 66 | [16 empty] | 66 | 33 | [16 empty] | 33 | 11
171005 | KUNIHAR1 132.00 | 132 | [7 empty] | 171005 |  | 132 | 66 | [16 empty] | 66 | 33 | [16 empty] | 33 | 11
171007 | BASSI1 132.00 | 132 | [7 empty] | 171007 |  | 132 | 66 | [16 empty] | 66 | 33 | [16 empty] | 33 | 11
171007 | BASSI1 132.00 | 132 | [7 empty] | 171007 |  | 132 | 66 | [16 empty] | 66 | 33 | [16 empty] | 33 | 11
171008 | HAMIRP-1 132.00 | 132 | [7 empty] | 171008 |  | 132 | 66 | [16 empty] | 66 | 33 | [16 empty] | 33 | 11
171008 | HAMIRP-1 132.00 | 132 | [7 empty] | 171008 |  | 132 | 66 | [16 empty] | 66 | 33 | [16 empty] | 33 | 11
171009 | GIRI1 132.00 | 132 | [7 empty] | 171009 |  | 132 | 66 | [16 empty] | 66 | 33 | [16 empty] | 33 | 11
171009 | GIRI1 132.00 | 132 | [7 empty] | 171009 |  | 132 | 66 | [16 empty] | 66 | 33 | [16 empty] | 33 | 11
171010 | BAROTIWA 132.00 | 132 | [7 empty] | 171010 |  | 132 | 66 | [16 empty] | 66 | 33 | [16 empty] | 33 | 11
171010 | BAROTIWA 132.00 | 132 | [7 empty] | 171010 |  | 132 | 66 | [16 empty] | 66 | 33 | [16 empty] | 33 | 11
171011 | KALAAMB1 132.00 | 132 | [7 empty] | 171011 |  | 132 | 66 | [16 empty] | 66 | 33 | [16 empty] | 33 | 11
171011 | KALAAMB1 132.00 | 132 | [7 empty] | 171011 |  | 132 | 66 | [16 empty] | 66 | 33 | [16 empty] | 33 | 11
171012 | PALAMPUR 132.00 | 132 | [7 empty] | 171012 |  | 132 | 66 | [16 empty] | 66 | 33 | [16 empty] | 33 | 11
171012 | PALAMPUR 132.00 | 132 | [7 empty] | 171012 |  | 132 | 66 | [16 empty] | 66 | 33 | [16 empty] | 33 | 11
171013 | PAONTA1 132.00 | 132 | [7 empty] | 171013 |  | 132 | 66 | [16 empty] | 66 | 33 | [16 empty] | 33 | 11
171013 | PAONTA1 132.00 | 132 | [7 empty] | 171013 |  | 132 | 66 | [16 empty] | 66 | 33 | [16 empty] | 33 | 11
171014 | AMB1 132.00 | 132 | [7 empty] | 171014 |  | 132 | 66 | [16 empty] | 66 | 33 | [16 empty] | 33 | 11
171014 | AMB1 132.00 | 132 | [7 empty] | 171014 |  | 132 | 66 | [16 empty] | 66 | 33 | [16 empty] | 33 | 11
171015 | UNA1 132.00 | 132 | [7 empty] | 171015 |  | 132 | 66 | [16 empty] | 66 | 33 | [16 empty] | 33 | 11
171015 | UNA1 132.00 | 132 | [7 empty] | 171015 |  | 132 | 66 | [16 empty] | 66 | 33 | [16 empty] | 33 | 11
171016 | LARJI1 132.00 | 132 | [7 empty] | 171016 |  | 132 | 66 | [16 empty] | 66 | 33 | [16 empty] | 33 | 11
171017 | JASSOR1 132.00 | 132 | [7 empty] | 171017 |  | 132 | 66 | [16 empty] | 66 | 33 | [16 empty] | 33 | 11
171018 | JUTOG1 132.00 | 132 | [7 empty] | 171018 |  | 132 | 66 | [16 empty] | 66 | 33 | [16 empty] | 33 | 11
171019 | SOLAN1 132.00 | 132 | [7 empty] | 171019 |  | 132 | 66 | [16 empty] | 66 | 33 | [16 empty] | 33 | 11
171019 | SOLAN1 132.00 | 132 | [7 empty] | 171019 |  | 132 | 66 | [16 empty] | 66 | 33 | [16 empty] | 33 | 11
171020 | DEHRA1 132.00 | 132 | [7 empty] | 171020 |  | 132 | 66 | [16 empty] | 66 | 33 | [16 empty] | 33 | 11
171020 | DEHRA1 132.00 | 132 | [7 empty] | 171020 |  | 132 | 66 | [16 empty] | 66 | 33 | [16 empty] | 33 | 11
171021 | KANGO1 132.00 | 132 | [7 empty] | 171021 |  | 132 | 66 | [16 empty] | 66 | 33 | [16 empty] | 33 | 11
171023 | KNGO_SPL 132.00 | 132 | [7 empty] | 171023 |  | 132 | 66 | [16 empty] | 66 | 33 | [16 empty] | 33 | 11
171024 | BAGHA 132.00 | 132 | [7 empty] | 171024 |  | 132 | 66 | [16 empty] | 66 | 33 | [16 empty] | 33 | 11
171025 | BATHRI1 132.00 | 132 | [7 empty] | 171025 |  | 132 | 66 | [16 empty] | 66 | 33 | [16 empty] | 33 | 11
171025 | BATHRI1 132.00 | 132 | [7 empty] | 171025 |  | 132 | 66 | [16 empty] | 66 | 33 | [16 empty] | 33 | 11
171026 | BIJNI1 132.00 | 132 | [7 empty] | 171026 |  | 132 | 66 | [16 empty] | 66 | 33 | [16 empty] | 33 | 11
171026 | BIJNI1 132.00 | 132 | [7 empty] | 171026 |  | 132 | 66 | [16 empty] | 66 | 33 | [16 empty] | 33 | 11
171027 | KANDRI1 132.00 | 132 | [7 empty] | 171027 |  | 132 | 66 | [16 empty] | 66 | 33 | [16 empty] | 33 | 11
171027 | KANDRI1 132.00 | 132 | [7 empty] | 171027 |  | 132 | 66 | [16 empty] | 66 | 33 | [16 empty] | 33 | 11

## HP-132kV-d
132kV Nodes from 220/132kV Substation | [9 empty] | 132/66kV Configuration | [10 empty] | 66kV Line | [6 empty] | 66/11 kV Transformer
Bus Number | Bus Name | Voltage(kV) | Total Lumped Load in PSSE |  | Load Details at 132kV Bus |  |  |  |  | From Bus Number | To Bus Number | Primary Voltage(kV) | Secondary Voltage(kV) | Rated MVA | % Impedance | Load Details at 66kV bus |  |  |  |  | From Bus Number | To Bus Number | Resistance(ohms) | Reactance (ohms) | Capacitance (Farads) | Type of the conductor | Length(km) | From Bus Number | To Bus Number | Primary Voltage(kV) | Secondary Voltage(kV) | Rated MVA | % Impedance | Load Details at 11kV bus
[5 empty] | Load directly connected at 132 kV |  | Cap. Connected at 132 kV(Mvar)
[16 empty] | Direct Load at 66kV bus |  | Cap. Connected at 66 kV(Mvar) | [15 empty] | Direct Load at 11kV bus |  | Cap. Connected at 11 kV(Mvar)
|  |  | P(MW) | Q(Mvar) | P(MW) | Q(Mvar) or Power Factor | Date of Commissioning | Installed Value (MVAr) | Operational Value (MVAr) | [6 empty] | P(MW) | Q(Mvar) or Power Factor | Date of Commissioning | Installed Value (MVAr) | Operational Value (MVAr) | [13 empty] | P(MW) | Q(Mvar) or Power Factor | Date of Commissioning | Installed Value (MVAr) | Operational Value (MVAr)
111089 | JOGINDERNAGA132.00 | 132 | [7 empty] | 111089 | 1 | 132 | 66 | 25 | 14 | [5 empty] | 1 | x | 0.1 | 0.3 | 0.001 | dog | 25 | x | 1a | 66 | 11 | 25 | 14
171000 | DARLAGHA 132.00 | 132 | [7 empty] | 171000 | 2 | 132 | 66 | [7 empty] | 2 | y | [5 empty] | y | 2a | 66 | 11
171001 | BAJAURA1 132.00 | 132 | [7 empty] | 171001 | 3 | 132 | 66 | [7 empty] | 3 | z | [5 empty] | z | 3a | 66 | 11
171001 | BAJAURA1 132.00 | 132 | [7 empty] | 171001 |  | 132 | 66 | [16 empty] | 66 | 11
171003 | KANGRA1 132.00 | 132 | [7 empty] | 171003 |  | 132 | 66 | [16 empty] | 66 | 11
171003 | KANGRA1 132.00 | 132 | [7 empty] | 171003 |  | 132 | 66 | [16 empty] | 66 | 11
171005 | KUNIHAR1 132.00 | 132 | [7 empty] | 171005 |  | 132 | 66 | [16 empty] | 66 | 11
171005 | KUNIHAR1 132.00 | 132 | [7 empty] | 171005 |  | 132 | 66 | [16 empty] | 66 | 11
171007 | BASSI1 132.00 | 132 | [7 empty] | 171007 |  | 132 | 66 | [16 empty] | 66 | 11
171007 | BASSI1 132.00 | 132 | [7 empty] | 171007 |  | 132 | 66 | [16 empty] | 66 | 11
171008 | HAMIRP-1 132.00 | 132 | [7 empty] | 171008 |  | 132 | 66 | [16 empty] | 66 | 11
171008 | HAMIRP-1 132.00 | 132 | [7 empty] | 171008 |  | 132 | 66 | [16 empty] | 66 | 11
171009 | GIRI1 132.00 | 132 | [7 empty] | 171009 |  | 132 | 66 | [16 empty] | 66 | 11
171009 | GIRI1 132.00 | 132 | [7 empty] | 171009 |  | 132 | 66 | [16 empty] | 66 | 11
171010 | BAROTIWA 132.00 | 132 | [7 empty] | 171010 |  | 132 | 66 | [16 empty] | 66 | 11
171010 | BAROTIWA 132.00 | 132 | [7 empty] | 171010 |  | 132 | 66 | [16 empty] | 66 | 11
171011 | KALAAMB1 132.00 | 132 | [7 empty] | 171011 |  | 132 | 66 | [16 empty] | 66 | 11
171011 | KALAAMB1 132.00 | 132 | [7 empty] | 171011 |  | 132 | 66 | [16 empty] | 66 | 11
171012 | PALAMPUR 132.00 | 132 | [7 empty] | 171012 |  | 132 | 66 | [16 empty] | 66 | 11
171012 | PALAMPUR 132.00 | 132 | [7 empty] | 171012 |  | 132 | 66 | [16 empty] | 66 | 11
171013 | PAONTA1 132.00 | 132 | [7 empty] | 171013 |  | 132 | 66 | [16 empty] | 66 | 11
171013 | PAONTA1 132.00 | 132 | [7 empty] | 171013 |  | 132 | 66 | [16 empty] | 66 | 11
171014 | AMB1 132.00 | 132 | [7 empty] | 171014 |  | 132 | 66 | [16 empty] | 66 | 11
171014 | AMB1 132.00 | 132 | [7 empty] | 171014 |  | 132 | 66 | [16 empty] | 66 | 11
171015 | UNA1 132.00 | 132 | [7 empty] | 171015 |  | 132 | 66 | [16 empty] | 66 | 11
171015 | UNA1 132.00 | 132 | [7 empty] | 171015 |  | 132 | 66 | [16 empty] | 66 | 11
171016 | LARJI1 132.00 | 132 | [7 empty] | 171016 |  | 132 | 66 | [16 empty] | 66 | 11
171017 | JASSOR1 132.00 | 132 | [7 empty] | 171017 |  | 132 | 66 | [16 empty] | 66 | 11
171018 | JUTOG1 132.00 | 132 | [7 empty] | 171018 |  | 132 | 66 | [16 empty] | 66 | 11
171019 | SOLAN1 132.00 | 132 | [7 empty] | 171019 |  | 132 | 66 | [16 empty] | 66 | 11
171019 | SOLAN1 132.00 | 132 | [7 empty] | 171019 |  | 132 | 66 | [16 empty] | 66 | 11
171020 | DEHRA1 132.00 | 132 | [7 empty] | 171020 |  | 132 | 66 | [16 empty] | 66 | 11
171020 | DEHRA1 132.00 | 132 | [7 empty] | 171020 |  | 132 | 66 | [16 empty] | 66 | 11
171021 | KANGO1 132.00 | 132 | [7 empty] | 171021 |  | 132 | 66 | [16 empty] | 66 | 11
171023 | KNGO_SPL 132.00 | 132 | [7 empty] | 171023 |  | 132 | 66 | [16 empty] | 66 | 11
171024 | BAGHA 132.00 | 132 | [7 empty] | 171024 |  | 132 | 66 | [16 empty] | 66 | 11
171025 | BATHRI1 132.00 | 132 | [7 empty] | 171025 |  | 132 | 66 | [16 empty] | 66 | 11
171025 | BATHRI1 132.00 | 132 | [7 empty] | 171025 |  | 132 | 66 | [16 empty] | 66 | 11
171026 | BIJNI1 132.00 | 132 | [7 empty] | 171026 |  | 132 | 66 | [16 empty] | 66 | 11
171026 | BIJNI1 132.00 | 132 | [7 empty] | 171026 |  | 132 | 66 | [16 empty] | 66 | 11
171027 | KANDRI1 132.00 | 132 | [7 empty] | 171027 |  | 132 | 66 | [16 empty] | 66 | 11
171027 | KANDRI1 132.00 | 132 | [7 empty] | 171027 |  | 132 | 66 | [16 empty] | 66 | 11

## J&K-1
132kV Nodes from 220/132kV Substation | [9 empty] | 132/66 kV Transformer | [10 empty] | 66 kVLine Details | [6 empty] | 66/33 kV Transformer | [10 empty] | 33 kV Line Details | [6 empty] | 33/11 kV Transformer
Bus Number | Bus Name | Voltage(kV) | Total Lumped Load in PSSE |  | Load Details at 132kV Bus |  |  |  |  | From Bus Number | To Bus Number | Primary Voltage | Secondary Voltage | Rated MVA | % Impedance | Load Details at 66kV bus |  |  |  |  | From Bus Number | To Bus Number | Resistance(ohms) | Reactance (ohms) | Capacitance (Farads) | Type of the conductor | Length (km) | From Bus Number | To Bus Number | Primary Voltage | Secondary Voltage | Rated MVA | % Impedance | Load Details at 33kV bus |  |  |  |  | From Bus Number | To Bus Number | Resistance (ohms) | Reactance (ohms) | Capacitance (Farads) | Type of the conductor | Length (km) | From Bus Number | To Bus Number | Primary Voltage | Secondary Voltage | Rated MVA | % Impedance | Load Details at 11 kV bus
[5 empty] | Load directly connected at 132 kV |  | Cap. Connected at 132 kV(Mvar)
[5 empty] | P(MW) | Q(Mvar) or Power Factor | [9 empty] | Load Directly connected at 66 kV |  | Cap. Connected at 66 kV(Mvar) | [15 empty] | Load Directly connected at 33kV Bus |  | Cap. Connected at 33kV(Mvar) | [15 empty] | Load Directly connected at 11kV Bus |  | Cap. Connected at 11kV(Mvar)
|  |  | P(MW) | Q(Mvar) |  |  | Date of Commissioning | Installed Value (MVAr) | Operational Value (MVAr) | [6 empty] | P(MW) | Q(Mvar) or Power Factor | Date of Commissioning | Installed Value (MVAr) | Operational Value (MVAr) | [13 empty] | P(MW) | Q(Mvar) or Power Factor | Date of Commissioning | Installed Value (MVAr) | Operational Value (MVAr) | [13 empty] | P(MW) | Q(Mvar) or Power Factor | Date of Commissioning | Installed Value (MVAr) | Operational Value (MVAr)
181000 | KATHUA1 132.00 | 132 | [7 empty] | 181000 | 1 | 132 | 66 | 25 | 14 | [5 empty] | 1 | x | 0.1 | 0.3 | 0.001 | dog | 25 | x | 1a1a | 66 | 33 | 25 | 14 | [5 empty] | 1a1a | 111aaa | 0.1 | 0.3 | 0.001 | dog | 25 | 111aaa | 1100aa | 33 | 11 | 25 | 14
181001 | MIRBAZAR 132.00 | 132 | [7 empty] | 181001 | 2 | 132 | 66 | [7 empty] | 2 | y | [5 empty] | y | 2a2a | 66 | 33 | [7 empty] | 2a2a | 222aaa | [5 empty] | 222aaa | 2200aa | 33 | 11
181002 | RAMBAN 132.00 | 132 | [7 empty] | 181002 | 3 | 132 | 66 | [7 empty] | 3 | z | [5 empty] | z | 3a3a | 66 | 33 | [7 empty] | 3a3a | 333aaaa | [5 empty] | 333aaa | 3300aa | 33 | 11
181003 | SHREE 132.00 | 132 | [7 empty] | 181003 |  | 132 | 66 | [16 empty] | 66 | 33 | [16 empty] | 33 | 11
181004 | LOWERJHELUM1132.00 | 132 | [7 empty] | 181004 |  | 132 | 66 | [16 empty] | 66 | 33 | [16 empty] | 33 | 11
181005 | PATTAN1 132.00 | 132 | [7 empty] | 181005 |  | 132 | 66 | [16 empty] | 66 | 33 | [16 empty] | 33 | 11
181006 | ZAINAKOT 132.00 | 132 | [7 empty] | 181006 |  | 132 | 66 | [16 empty] | 66 | 33 | [16 empty] | 33 | 11
181007 | CHAMASHEHI 132.00 | 132 | [7 empty] | 181007 |  | 132 | 66 | [16 empty] | 66 | 33 | [16 empty] | 33 | 11
181008 | UDAMPUR1 132.00 | 132 | [7 empty] | 181008 |  | 132 | 66 | [16 empty] | 66 | 33 | [16 empty] | 33 | 11
181009 | ARAMGARH 132.00 | 132 | [7 empty] | 181009 |  | 132 | 66 | [16 empty] | 66 | 33 | [16 empty] | 33 | 11
181010 | MAHANPUR 132.00 | 132 | [7 empty] | 181010 |  | 132 | 66 | [16 empty] | 66 | 33 | [16 empty] | 33 | 11
181012 | MATTAN 132.00 | 132 | [7 empty] | 181012 |  | 132 | 66 | [16 empty] | 66 | 33 | [16 empty] | 33 | 11
181013 | KATRA1 132.00 | 132 | [7 empty] | 181013 |  | 132 | 66 | [16 empty] | 66 | 33 | [16 empty] | 33 | 11
181014 | JOURIAN1 132.00 | 132 | [7 empty] | 181014 |  | 132 | 66 | [16 empty] | 66 | 33 | [16 empty] | 33 | 11
181015 | TETHAR 132.00 | 132 | [7 empty] | 181015 |  | 132 | 66 | [16 empty] | 66 | 33 | [16 empty] | 33 | 11
181016 | KULGAM 132.00 | 132 | [7 empty] | 181016 |  | 132 | 66 | [16 empty] | 66 | 33 | [16 empty] | 33 | 11
181017 | WANGANPURA1 132.00 | 132 | [7 empty] | 181017 |  | 132 | 66 | [16 empty] | 66 | 33 | [16 empty] | 33 | 11
181018 | BEMINA1 132.00 | 132 | [7 empty] | 181018 |  | 132 | 66 | [16 empty] | 66 | 33 | [16 empty] | 33 | 11
181019 | UPPERSIND 132.00 | 132 | [7 empty] | 181019 |  | 132 | 66 | [16 empty] | 66 | 33 | [16 empty] | 33 | 11
181020 | RAWALPURA1 132.00 | 132 | [7 empty] | 181020 |  | 132 | 66 | [16 empty] | 66 | 33 | [16 empty] | 33 | 11
181021 | AWANTIPURA 132.00 | 132 | [7 empty] | 181021 |  | 132 | 66 | [16 empty] | 66 | 33 | [16 empty] | 33 | 11
181022 | LASSIPORA 132.00 | 132 | [7 empty] | 181022 |  | 132 | 66 | [16 empty] | 66 | 33 | [16 empty] | 33 | 11
181023 | BARN1 132.00 | 132 | [7 empty] | 181023 |  | 132 | 66 | [16 empty] | 66 | 33 | [16 empty] | 33 | 11
181024 | SHOPIAN 132.00 | 132 | [7 empty] | 181024 |  | 132 | 66 | [16 empty] | 66 | 33 | [16 empty] | 33 | 11
181025 | KHANMOH 132.00 | 132 | [7 empty] | 181025 |  | 132 | 66 | [16 empty] | 66 | 33 | [16 empty] | 33 | 11
181026 | HABBAK 132.00 | 132 | [7 empty] | 181026 |  | 132 | 66 | [16 empty] | 66 | 33 | [16 empty] | 33 | 11
181027 | PAMPORE1 132.00 | 132 | [7 empty] | 181027 |  | 132 | 66 | [16 empty] | 66 | 33 | [16 empty] | 33 | 11
181028 | WANPOH1 132.00 | 132 | [7 empty] | 181028 |  | 132 | 66 | [16 empty] | 66 | 33 | [16 empty] | 33 | 11
181029 | KALAKOTE 132.00 | 132 | [7 empty] | 181029 |  | 132 | 66 | [16 empty] | 66 | 33 | [16 empty] | 33 | 11
181030 | JHAJJARKOTL1132.00 | 132 | [7 empty] | 181030 |  | 132 | 66 | [16 empty] | 66 | 33 | [16 empty] | 33 | 11
181031 | JANIPUR1 132.00 | 132 | [7 empty] | 181031 |  | 132 | 66 | [16 empty] | 66 | 33 | [16 empty] | 33 | 11
181032 | NEWCANAL1 132.00 | 132 | [7 empty] | 181032 |  | 132 | 66 | [16 empty] | 66 | 33 | [16 empty] | 33 | 11
181033 | MERANSAHIB 132.00 | 132 | [7 empty] | 181033 |  | 132 | 66 | [16 empty] | 66 | 33 | [16 empty] | 33 | 11
181034 | BARIBRAHMINA132.00 | 132 | [7 empty] | 181034 |  | 132 | 66 | [16 empty] | 66 | 33 | [16 empty] | 33 | 11
181035 | GLADINI1 132.00 | 132 | [7 empty] | 181035 |  | 132 | 66 | [16 empty] | 66 | 33 | [16 empty] | 33 | 11
181036 | BADAMPUR 132.00 | 132 | [7 empty] | 181036 |  | 132 | 66 | [16 empty] | 66 | 33 | [16 empty] | 33 | 11
181037 | SAMBA 132.00 | 132 | [7 empty] | 181037 |  | 132 | 66 | [16 empty] | 66 | 33 | [16 empty] | 33 | 11
181038 | HERANAGAR1 132.00 | 132 | [7 empty] | 181038 |  | 132 | 66 | [16 empty] | 66 | 33 | [16 empty] | 33 | 11
181039 | RAJOURI1 132.00 | 132 | [7 empty] | 181039 |  | 132 | 66 | [16 empty] | 66 | 33 | [16 empty] | 33 | 11
181040 | DRABA1 132.00 | 132 | [7 empty] | 181040 |  | 132 | 66 | [16 empty] | 66 | 33 | [16 empty] | 33 | 11
181041 | CHANDAK1 132.00 | 132 | [7 empty] | 181041 |  | 132 | 66 | [16 empty] | 66 | 33 | [16 empty] | 33 | 11
181042 | BATOT1 132.00 | 132 | [7 empty] | 181042 |  | 132 | 66 | [16 empty] | 66 | 33 | [16 empty] | 33 | 11
181043 | SIDHRA1 132.00 | 132 | [7 empty] | 181043 |  | 132 | 66 | [16 empty] | 66 | 33 | [16 empty] | 33 | 11
181044 | MAGAM 132.00 | 132 | [7 empty] | 181044 |  | 132 | 66 | [16 empty] | 66 | 33 | [16 empty] | 33 | 11

## J&K-2
132kV Nodes from 220/132kV Substation | [9 empty] | 132/33 kV Transformer | [10 empty] | 33 kVLine Details | [6 empty] | 33/11 kV Transformer
Bus Number | Bus Name | Voltage(kV) | Total Lumped Load in PSSE |  | Load Details at 132kV Bus |  |  |  |  | From Bus Number | To Bus Number | Primary Voltage | Secondary Voltage | Rated MVA | % Impedance | Load Details at 33kV bus |  |  |  |  | From Bus Number | To Bus Number | Resistance(ohms) | Reactance (ohms) | Capacitance (Farads) | Type | Length(km) | From Bus Number | To Bus Number | Primary Voltage | Secondary Voltage | Rated MVA | % Impedance | Load Details at 11kV bus
[5 empty] | Load directly connected at 132 kV |  | Cap. Connected at 132 kV(Mvar)
[5 empty] | P(MW) | Q(Mvar) or Power Factor | [9 empty] | Load Directly Connected at 33kV bus |  | Cap. Connected at 33 kV(Mvar) | [15 empty] | Load Directly connected at 11kV Bus |  | Cap. Connected at 11kV(Mvar)
|  |  | P(MW) | Q(Mvar) |  |  | Date of Commissioning | Installed Value (MVAr) | Operational Value (MVAr) | [6 empty] | P(MW) | Q(Mvar) or Power Factor | Date of Commissioning | Installed Value (MVAr) | Operational Value (MVAr) | [13 empty] | P(MW) | Q(Mvar) or Power Factor | Date of Commissioning | Installed Value (MVAr) | Operational Value (MVAr)
181000 | KATHUA1 132.00 | 132 | [7 empty] | 181000 | 1 | 132 | 33 | 25 | 14 | [5 empty] | 1 | x | 0.1 | 0.3 | 0.001 | dog | 25 | x | 1a1a | 33 | 11 | 25 | 14
181001 | MIRBAZAR 132.00 | 132 | [7 empty] | 181001 | 2 | 132 | 33 | [7 empty] | 2 | y | [5 empty] | y | 2a2a | 33 | 11
181002 | RAMBAN 132.00 | 132 | [7 empty] | 181002 | 3 | 132 | 33 | [7 empty] | 3 | z | [5 empty] | z | 3a3a | 33 | 11
181003 | SHREE 132.00 | 132 | [7 empty] | 181003 |  | 132 | 33 | [16 empty] | 33 | 11
181004 | LOWERJHELUM1132.00 | 132 | [7 empty] | 181004 |  | 132 | 33 | [16 empty] | 33 | 11
181005 | PATTAN1 132.00 | 132 | [7 empty] | 181005 |  | 132 | 33 | [16 empty] | 33 | 11
181006 | ZAINAKOT 132.00 | 132 | [7 empty] | 181006 |  | 132 | 33 | [16 empty] | 33 | 11
181007 | CHAMASHEHI 132.00 | 132 | [7 empty] | 181007 |  | 132 | 33 | [16 empty] | 33 | 11
181008 | UDAMPUR1 132.00 | 132 | [7 empty] | 181008 |  | 132 | 33 | [16 empty] | 33 | 11
181009 | ARAMGARH 132.00 | 132 | [7 empty] | 181009 |  | 132 | 33 | [16 empty] | 33 | 11
181010 | MAHANPUR 132.00 | 132 | [7 empty] | 181010 |  | 132 | 33 | [16 empty] | 33 | 11
181012 | MATTAN 132.00 | 132 | [7 empty] | 181012 |  | 132 | 33 | [16 empty] | 33 | 11
181013 | KATRA1 132.00 | 132 | [7 empty] | 181013 |  | 132 | 33 | [16 empty] | 33 | 11
181014 | JOURIAN1 132.00 | 132 | [7 empty] | 181014 |  | 132 | 33 | [16 empty] | 33 | 11
181015 | TETHAR 132.00 | 132 | [7 empty] | 181015 |  | 132 | 33 | [16 empty] | 33 | 11
181016 | KULGAM 132.00 | 132 | [7 empty] | 181016 |  | 132 | 33 | [16 empty] | 33 | 11
181017 | WANGANPURA1 132.00 | 132 | [7 empty] | 181017 |  | 132 | 33 | [16 empty] | 33 | 11
181018 | BEMINA1 132.00 | 132 | [7 empty] | 181018 |  | 132 | 33 | [16 empty] | 33 | 11
181019 | UPPERSIND 132.00 | 132 | [7 empty] | 181019 |  | 132 | 33 | [16 empty] | 33 | 11
181020 | RAWALPURA1 132.00 | 132 | [7 empty] | 181020 |  | 132 | 33 | [16 empty] | 33 | 11
181021 | AWANTIPURA 132.00 | 132 | [7 empty] | 181021 |  | 132 | 33 | [16 empty] | 33 | 11
181022 | LASSIPORA 132.00 | 132 | [7 empty] | 181022 |  | 132 | 33 | [16 empty] | 33 | 11
181023 | BARN1 132.00 | 132 | [7 empty] | 181023 |  | 132 | 33 | [16 empty] | 33 | 11
181024 | SHOPIAN 132.00 | 132 | [7 empty] | 181024 |  | 132 | 33 | [16 empty] | 33 | 11
181025 | KHANMOH 132.00 | 132 | [7 empty] | 181025 |  | 132 | 33 | [16 empty] | 33 | 11
181026 | HABBAK 132.00 | 132 | [7 empty] | 181026 |  | 132 | 33 | [16 empty] | 33 | 11
181027 | PAMPORE1 132.00 | 132 | [7 empty] | 181027 |  | 132 | 33 | [16 empty] | 33 | 11
181028 | WANPOH1 132.00 | 132 | [7 empty] | 181028 |  | 132 | 33 | [16 empty] | 33 | 11
181029 | KALAKOTE 132.00 | 132 | [7 empty] | 181029 |  | 132 | 33 | [16 empty] | 33 | 11
181030 | JHAJJARKOTL1132.00 | 132 | [7 empty] | 181030 |  | 132 | 33 | [16 empty] | 33 | 11
181031 | JANIPUR1 132.00 | 132 | [7 empty] | 181031 |  | 132 | 33 | [16 empty] | 33 | 11
181032 | NEWCANAL1 132.00 | 132 | [7 empty] | 181032 |  | 132 | 33 | [16 empty] | 33 | 11
181033 | MERANSAHIB 132.00 | 132 | [7 empty] | 181033 |  | 132 | 33 | [16 empty] | 33 | 11
181034 | BARIBRAHMINA132.00 | 132 | [7 empty] | 181034 |  | 132 | 33 | [16 empty] | 33 | 11
181035 | GLADINI1 132.00 | 132 | [7 empty] | 181035 |  | 132 | 33 | [16 empty] | 33 | 11
181036 | BADAMPUR 132.00 | 132 | [7 empty] | 181036 |  | 132 | 33 | [16 empty] | 33 | 11
181037 | SAMBA 132.00 | 132 | [7 empty] | 181037 |  | 132 | 33 | [16 empty] | 33 | 11
181038 | HERANAGAR1 132.00 | 132 | [7 empty] | 181038 |  | 132 | 33 | [16 empty] | 33 | 11
181039 | RAJOURI1 132.00 | 132 | [7 empty] | 181039 |  | 132 | 33 | [16 empty] | 33 | 11
181040 | DRABA1 132.00 | 132 | [7 empty] | 181040 |  | 132 | 33 | [16 empty] | 33 | 11
181041 | CHANDAK1 132.00 | 132 | [7 empty] | 181041 |  | 132 | 33 | [16 empty] | 33 | 11
181042 | BATOT1 132.00 | 132 | [7 empty] | 181042 |  | 132 | 33 | [16 empty] | 33 | 11
181043 | SIDHRA1 132.00 | 132 | [7 empty] | 181043 |  | 132 | 33 | [16 empty] | 33 | 11
181044 | MAGAM 132.00 | 132 | [7 empty] | 181044 |  | 132 | 33 | [16 empty] | 33 | 11

## Uttarakand-a
132kV Nodes from 220/132kV Substation | [9 empty] | 132/33kV Configuration | [10 empty] | 33kV Line | [6 empty] | 33/11 kV Transformer
Bus Number | Bus Name | Voltage(kV) | Total Lumped Load in PSSE |  | Load Details at 132kV Bus |  |  |  |  | From Bus Number | To Bus Number | Primary Voltage(kV) | Secondary Voltage(kV) | Rated MVA | % Impedance | Load Details at 33kV bus |  |  |  |  | From Bus Number | To Bus Number | Resistance(ohms) | Reactance (ohms) | Capacitance (Farads) | Type of the conductor | Length(km) | From Bus Number | To Bus Number | Primary Voltage(kV) | Secondary Voltage(kV) | Rated MVA | % Impedance | Load Details at 11kV bus
[5 empty] | Load directly connected at 132 kV |  | Cap. Connected at 132 kV(Mvar)
[16 empty] | Direct Load at 33kV bus |  | Cap. Connected at 33 kV(Mvar) | [15 empty] | Direct Load at 11kV bus |  | Cap. Connected at 11 kV(Mvar)
|  |  | P(MW) | Q(Mvar) | P(MW) | Q(Mvar) or Power Factor | Date of Commissioning | Installed Value (MVAr) | Operational Value (MVAr) | [6 empty] | P(MW) | Q(Mvar) or Power Factor | Date of Commissioning | Installed Value (MVAr) | Operational Value (MVAr) | [13 empty] | P(MW) | Q(Mvar) or Power Factor | Date of Commissioning | Installed Value (MVAr) | Operational Value (MVAr)
161000 | CPP 132.00 | 132 | [7 empty] | 161000 | 1 | 132 | 33 | 25 | 14 | [5 empty] | 1 | x | 0.1 | 0.3 | 0.001 | dog | 25 | x | aa | 33 | 11 | 25 | 14
161001 | IGL 132.00 | 132 | [7 empty] | 161001 | 2 | 132 | 33 | [7 empty] | 2 | y | [5 empty] | y | bb | 33 | 11
161002 | KVS 132.00 | 132 | [7 empty] | 161002 | 3 | 132 | 33 | [7 empty] | 3 | z | [5 empty] | z | cc | 33 | 11
161003 | SITARGANJ 132.00 | 132 | [7 empty] | 161003 |  | 132 | 33 | [16 empty] | 33 | 11
161006 | KASHIUR-OLD 132.00 | 132 | [7 empty] | 161006 |  | 132 | 33 | [16 empty] | 33 | 11
161007 | DHAKRANI 132.00 | 132 | [7 empty] | 161007 |  | 132 | 33 | [16 empty] | 33 | 11
161008 | RISHIKE1 132.00 | 132 | [7 empty] | 161008 |  | 132 | 33 | [16 empty] | 33 | 11
161009 | BHOWALI 132.00 | 132 | [7 empty] | 161009 |  | 132 | 33 | [16 empty] | 33 | 11
161010 | ALMORA 132.00 | 132 | [7 empty] | 161010 |  | 132 | 33 | [16 empty] | 33 | 11
161011 | KICCHHA 132.00 | 132 | [7 empty] | 161011 |  | 132 | 33 | [16 empty] | 33 | 11
161012 | HALDWAN1 132.00 | 132 | [7 empty] | 161012 |  | 132 | 33 | [16 empty] | 33 | 11
161013 | KHATIMAH 132.00 | 132 | [7 empty] | 161013 |  | 132 | 33 | [16 empty] | 33 | 11
161014 | KOTDWAR 132.00 | 132 | [7 empty] | 161014 |  | 132 | 33 | [16 empty] | 33 | 11
161015 | MANGLORE 132.00 | 132 | [7 empty] | 161015 |  | 132 | 33 | [16 empty] | 33 | 11
161016 | BHAGWANN 132.00 | 132 | [7 empty] | 161016 |  | 132 | 33 | [16 empty] | 33 | 11
161017 | BINDAL 132.00 | 132 | [7 empty] | 161017 |  | 132 | 33 | [16 empty] | 33 | 11
161018 | PANTNAG1 132.00 | 132 | [7 empty] | 161018 |  | 132 | 33 | [16 empty] | 33 | 11
161019 | PITHORAG 132.00 | 132 | [7 empty] | 161019 |  | 132 | 33 | [16 empty] | 33 | 11
161020 | PURKULGA 132.00 | 132 | [7 empty] | 161020 |  | 132 | 33 | [16 empty] | 33 | 11
161021 | SRINAGAR 132.00 | 132 | [7 empty] | 161021 |  | 132 | 33 | [16 empty] | 33 | 11
161022 | RUDRAPUR 132.00 | 132 | [7 empty] | 161022 |  | 132 | 33 | [16 empty] | 33 | 11
161023 | BHUPATWA 132.00 | 132 | [7 empty] | 161023 |  | 132 | 33 | [16 empty] | 33 | 11
161024 | RAMNAGAR 132.00 | 132 | [7 empty] | 161024 |  | 132 | 33 | [16 empty] | 33 | 11
161025 | JASPUR 132.00 | 132 | [7 empty] | 161025 |  | 132 | 33 | [16 empty] | 33 | 11
161026 | RANIKHET 132.00 | 132 | [7 empty] | 161026 |  | 132 | 33 | [16 empty] | 33 | 11
161027 | HARIDWA1 132.00 | 132 | [7 empty] | 161027 |  | 132 | 33 | [16 empty] | 33 | 11
161028 | BAZPUR 132.00 | 132 | [7 empty] | 161028 |  | 132 | 33 | [16 empty] | 33 | 11
161030 | LAKSAR 132.00 | 132 | [7 empty] | 161030 |  | 132 | 33 | [16 empty] | 33 | 11
161031 | KALAGARH 132.00 | 132 | [7 empty] | 161031 |  | 132 | 33 | [16 empty] | 33 | 11
161033 | ROORKEE1 132.00 | 132 | [7 empty] | 161033 |  | 132 | 33 | [16 empty] | 33 | 11
161034 | JWALAPUR 132.00 | 132 | [7 empty] | 161034 |  | 132 | 33 | [16 empty] | 33 | 11
161036 | MAZRA 132.00 | 132 | [7 empty] | 161036 |  | 132 | 33 | [16 empty] | 33 | 11
161040 | AIRLIQU 132.00 | 132 | [7 empty] | 161040 |  | 132 | 33 | [16 empty] | 33 | 11
161041 | ASIGLS 132.00 | 132 | [7 empty] | 161041 |  | 132 | 33 | [16 empty] | 33 | 11
161043 | HEHONDA 132.00 | 132 | [7 empty] | 161043 |  | 132 | 33 | [16 empty] | 33 | 11
161045 | PLYFLEX 132.00 | 132 | [7 empty] | 161045 |  | 132 | 33 | [16 empty] | 33 | 11
161046 | RBNS 132.00 | 132 | [7 empty] | 161046 |  | 132 | 33 | [16 empty] | 33 | 11
161047 | SATPULI 132.00 | 132 | [7 empty] | 161047 |  | 132 | 33 | [16 empty] | 33 | 11
161048 | DEHRADUN 132.00 | 132 | [7 empty] | 161048 |  | 132 | 33 | [16 empty] | 33 | 11
161049 | LALTHAPPER 132.00 | 132 | [7 empty] | 161049 |  | 132 | 33 | [16 empty] | 33 | 11
161050 | CHUDIYALA 132.00 | 132 | [7 empty] | 161050 |  | 132 | 33 | [16 empty] | 33 | 11
161052 | SIMLI 132.00 | 132 | [7 empty] | 161052 |  | 132 | 33 | [16 empty] | 33 | 11
161053 | ELDICO 132.00 | 132 | [7 empty] | 161053 |  | 132 | 33
PS: Please provide the downstream connectivity of the following 220kV buses. 1. Chamba-Bus Number :162003 2. Tata- Bus NUmber: 162012

## Uttarakhand-b
132kV Nodes from 220/132kV Substation | [9 empty] | 132/66 kV Transformer | [10 empty] | 66kV Line | [6 empty] | 66/22 kV Transformer | [10 empty] | 22kV Line | [6 empty] | 22/11 kV Transformer
Bus Number | Bus Name | Voltage(kV) | Total Lumped Load in PSSE |  | Load Details at 132kV Bus |  |  |  |  | From Bus Number | To Bus Number | Primary Voltage(kV) | Secondary Voltage(kV) | Rated MVA | % Impedance | Load Details at 66kV bus |  |  |  |  | From Bus Number | To Bus Number | Resistance(ohms) | Reactance (ohms) | Capacitance (Farads) | Type | Length(km) | From Bus Number | To Bus Number | Primary Voltage(kV) | Secondary Voltage(kV) | Rated MVA | % Impedance | Load Details at 22kV bus |  |  |  |  | From Bus Number | To Bus Number | Resistance(ohms) | Reactance (ohms) | Capacitance (Farads) | Type of the conductor | Length(km) | From Bus Number | To Bus Number | Primary Voltage(kV) | Secondary Voltage(kV) | Rated MVA | % Impedance | Load Details at 11kV bus
[5 empty] | Load directly connected at 132 kV |  | Cap. Connected at 132 kV(Mvar)
[16 empty] | Direct Load at 66kV bus |  | Cap. Connected at 66 kV(Mvar) | [15 empty] | Direct Load at 22kV bus |  | Cap. Connected at 22 kV(Mvar) | [15 empty] | Direct Load at 11kV bus |  | Cap. Connected at 11 kV(Mvar)
|  |  | P(MW) | Q(Mvar) | P(MW) | Q(Mvar) or Power Factor | Date of Commissioning | Installed Value (MVAr) | Operational Value (MVAr) | [6 empty] | P(MW) | Q(Mvar) or Power Factor | Date of Commissioning | Installed Value (MVAr) | Operational Value (MVAr) | [13 empty] | P(MW) | Q(Mvar) or Power Factor | Date of Commissioning | Installed Value (MVAr) | Operational Value (MVAr) | [13 empty] | P(MW) | Q(Mvar) or Power Factor | Date of Commissioning | Installed Value (MVAr) | Operational Value (MVAr)
161000 | CPP 132.00 | 132 | [7 empty] | 161000 | 1 | 132 | 66 | [7 empty] | 1 | x | 0.1 | 0.3 | 0.001 | dog | 25 | x | aa | 66 | 22 | [7 empty] | aa | 1a1a | 0.1 | 0.3 | 0.001 | dog | 25 | 1a1a | 111aaa | 22 | 11 | 25 | 14
161001 | IGL 132.00 | 132 | [7 empty] | 161001 | 2 | 132 | 66 | [7 empty] | 2 | y | [5 empty] | y | bb | 66 | 22 | [7 empty] | bb | 2a2a | [5 empty] | 2a2a | 222aaa | 22 | 11
161002 | KVS 132.00 | 132 | [7 empty] | 161002 | 3 | 132 | 66 | [7 empty] | 3 | z | [5 empty] | z | cc | 66 | 22 | [7 empty] | cc | 3a3a | [5 empty] | 3a3a | 333aaa | 22 | 11
161003 | SITARGANJ 132.00 | 132 | [7 empty] | 161003 |  | 132 | 66 | [16 empty] | 66 | 22 | [16 empty] | 22 | 11
161006 | KASHIUR-OLD 132.00 | 132 | [7 empty] | 161006 |  | 132 | 66 | [16 empty] | 66 | 22 | [16 empty] | 22 | 11
161007 | DHAKRANI 132.00 | 132 | [7 empty] | 161007 |  | 132 | 66 | [16 empty] | 66 | 22 | [16 empty] | 22 | 11
161008 | RISHIKE1 132.00 | 132 | [7 empty] | 161008 |  | 132 | 66 | [16 empty] | 66 | 22 | [16 empty] | 22 | 11
161009 | BHOWALI 132.00 | 132 | [7 empty] | 161009 |  | 132 | 66 | [16 empty] | 66 | 22 | [16 empty] | 22 | 11
161010 | ALMORA 132.00 | 132 | [7 empty] | 161010 |  | 132 | 66 | [16 empty] | 66 | 22 | [16 empty] | 22 | 11
161011 | KICCHHA 132.00 | 132 | [7 empty] | 161011 |  | 132 | 66 | [16 empty] | 66 | 22 | [16 empty] | 22 | 11
161012 | HALDWAN1 132.00 | 132 | [7 empty] | 161012 |  | 132 | 66 | [16 empty] | 66 | 22 | [16 empty] | 22 | 11
161013 | KHATIMAH 132.00 | 132 | [7 empty] | 161013 |  | 132 | 66 | [16 empty] | 66 | 22 | [16 empty] | 22 | 11
161014 | KOTDWAR 132.00 | 132 | [7 empty] | 161014 |  | 132 | 66 | [16 empty] | 66 | 22 | [16 empty] | 22 | 11
161015 | MANGLORE 132.00 | 132 | [7 empty] | 161015 |  | 132 | 66 | [16 empty] | 66 | 22 | [16 empty] | 22 | 11
161016 | BHAGWANN 132.00 | 132 | [7 empty] | 161016 |  | 132 | 66 | [16 empty] | 66 | 22 | [16 empty] | 22 | 11
161017 | BINDAL 132.00 | 132 | [7 empty] | 161017 |  | 132 | 66 | [16 empty] | 66 | 22 | [16 empty] | 22 | 11
161018 | PANTNAG1 132.00 | 132 | [7 empty] | 161018 |  | 132 | 66 | [16 empty] | 66 | 22 | [16 empty] | 22 | 11
161019 | PITHORAG 132.00 | 132 | [7 empty] | 161019 |  | 132 | 66 | [16 empty] | 66 | 22 | [16 empty] | 22 | 11
161020 | PURKULGA 132.00 | 132 | [7 empty] | 161020 |  | 132 | 66 | [16 empty] | 66 | 22 | [16 empty] | 22 | 11
161021 | SRINAGAR 132.00 | 132 | [7 empty] | 161021 |  | 132 | 66 | [16 empty] | 66 | 22 | [16 empty] | 22 | 11
161022 | RUDRAPUR 132.00 | 132 | [7 empty] | 161022 |  | 132 | 66 | [16 empty] | 66 | 22 | [16 empty] | 22 | 11
161023 | BHUPATWA 132.00 | 132 | [7 empty] | 161023 |  | 132 | 66 | [16 empty] | 66 | 22 | [16 empty] | 22 | 11
161024 | RAMNAGAR 132.00 | 132 | [7 empty] | 161024 |  | 132 | 66 | [16 empty] | 66 | 22 | [16 empty] | 22 | 11
161025 | JASPUR 132.00 | 132 | [7 empty] | 161025 |  | 132 | 66 | [16 empty] | 66 | 22 | [16 empty] | 22 | 11
161026 | RANIKHET 132.00 | 132 | [7 empty] | 161026 |  | 132 | 66 | [16 empty] | 66 | 22 | [16 empty] | 22 | 11
161027 | HARIDWA1 132.00 | 132 | [7 empty] | 161027 |  | 132 | 66 | [16 empty] | 66 | 22 | [16 empty] | 22 | 11
161028 | BAZPUR 132.00 | 132 | [7 empty] | 161028 |  | 132 | 66 | [16 empty] | 66 | 22 | [16 empty] | 22 | 11
161030 | LAKSAR 132.00 | 132 | [7 empty] | 161030 |  | 132 | 66 | [16 empty] | 66 | 22 | [16 empty] | 22 | 11
161031 | KALAGARH 132.00 | 132 | [7 empty] | 161031 |  | 132 | 66 | [16 empty] | 66 | 22 | [16 empty] | 22 | 11
161033 | ROORKEE1 132.00 | 132 | [7 empty] | 161033 |  | 132 | 66 | [16 empty] | 66 | 22 | [16 empty] | 22 | 11
161034 | JWALAPUR 132.00 | 132 | [7 empty] | 161034 |  | 132 | 66 | [16 empty] | 66 | 22 | [16 empty] | 22 | 11
161036 | MAZRA 132.00 | 132 | [7 empty] | 161036 |  | 132 | 66 | [16 empty] | 66 | 22 | [16 empty] | 22 | 11
161040 | AIRLIQU 132.00 | 132 | [7 empty] | 161040 |  | 132 | 66 | [16 empty] | 66 | 22 | [16 empty] | 22 | 11
161041 | ASIGLS 132.00 | 132 | [7 empty] | 161041 |  | 132 | 66 | [16 empty] | 66 | 22 | [16 empty] | 22 | 11
161043 | HEHONDA 132.00 | 132 | [7 empty] | 161043 |  | 132 | 66 | [16 empty] | 66 | 22 | [16 empty] | 22 | 11
161045 | PLYFLEX 132.00 | 132 | [7 empty] | 161045 |  | 132 | 66 | [16 empty] | 66 | 22 | [16 empty] | 22 | 11
161046 | RBNS 132.00 | 132 | [7 empty] | 161046 |  | 132 | 66 | [16 empty] | 66 | 22 | [16 empty] | 22 | 11
161047 | SATPULI 132.00 | 132 | [7 empty] | 161047 |  | 132 | 66 | [16 empty] | 66 | 22 | [16 empty] | 22 | 11
161048 | DEHRADUN 132.00 | 132 | [7 empty] | 161048 |  | 132 | 66 | [16 empty] | 66 | 22 | [16 empty] | 22 | 11
161049 | LALTHAPPER 132.00 | 132 | [7 empty] | 161049 |  | 132 | 66 | [16 empty] | 66 | 22 | [16 empty] | 22 | 11
161050 | CHUDIYALA 132.00 | 132 | [7 empty] | 161050 |  | 132 | 66 | [16 empty] | 66 | 22 | [16 empty] | 22 | 11
161052 | SIMLI 132.00 | 132 | [7 empty] | 161052 |  | 132 | 66 | [16 empty] | 66 | 22 | [16 empty] | 22 | 11
161053 | ELDICO 132.00 | 132 | [7 empty] | 161053 |  | 132 | 66

## Uttarakhand-c
132kV Nodes from 220/132kV Substation | [9 empty] | 132/66kV Configuration | [10 empty] | 66kV Line | [6 empty] | 66/33 kV Transformer | [10 empty] | 33 kV Line Details | [6 empty] | 33/11 kV Transformer
Bus Number | Bus Name | Voltage(kV) | Total Lumped Load in PSSE |  | Load Details at 132kV Bus |  |  |  |  | From Bus Number | To Bus Number | Primary Voltage(kV) | Secondary Voltage(kV) | Rated MVA | % Impedance | Load Details at 66kV bus |  |  |  |  | From Bus Number | To Bus Number | Resistance(ohms) | Reactance (ohms) | Capacitance (Farads) | Type of the conductor | Length(km) | From Bus Number | To Bus Number | Primary Voltage(kV) | Secondary Voltage(kV) | Rated MVA | % Impedance | Load Details at 33kV bus |  |  |  |  | From Bus Number | To Bus Number | Resistance(ohms) | Reactance (ohms) | Capacitance (Farads) | Type of the conductor | Length(km) | From Bus Number | To Bus Number | Primary Voltage(kV) | Secondary Voltage(kV) | Rated MVA | % Impedance | Load Details at 132kV bus
[5 empty] | Load directly connected at 132 kV |  | Cap. Connected at 132 kV(Mvar)
[16 empty] | Direct Load at 66kV bus |  | Cap. Connected at 66 kV(Mvar) | [15 empty] | Direct Load at 33kV bus |  | Cap. Connected at 33 kV(Mvar) | [15 empty] | Direct Load at 11kV bus |  | Cap. Connected at 11 kV(Mvar)
|  |  | P(MW) | Q(Mvar) | P(MW) | Q(Mvar) or Power Factor | Date of Commissioning | Installed Value (MVAr) | Operational Value (MVAr) | [6 empty] | P(MW) | Q(Mvar) or Power Factor | Date of Commissioning | Installed Value (MVAr) | Operational Value (MVAr) | [13 empty] | P(MW) | Q(Mvar) or Power Factor | Date of Commissioning | Installed Value (MVAr) | Operational Value (MVAr) | [13 empty] | P(MW) | Q(Mvar) or Power Factor | Date of Commissioning | Installed Value (MVAr) | Operational Value (MVAr)
161000 | CPP 132.00 | 132 | [7 empty] | 161000 | 1 | 132 | 66 | 25 | 14 | [5 empty] | 1 | x | 0.1 | 0.3 | 0.001 | dog | 25 | x | 1a | 66 | 33 | 25 | 14 | [5 empty] | 1a | 1a1a | [5 empty] | 1a1a | 111aaa | 33 | 11 | 25 | 14
161001 | IGL 132.00 | 132 | [7 empty] | 161001 | 2 | 132 | 66 | [7 empty] | 2 | y | [5 empty] | y | 2a | 66 | 33 | [7 empty] | 2a | 2a2a | [5 empty] | 2a2a | 222aaa | 33 | 11
161002 | KVS 132.00 | 132 | [7 empty] | 161002 | 3 | 132 | 66 | [7 empty] | 3 | z | [5 empty] | z | 3a | 66 | 33 | [7 empty] | 3a | 3a3a | [5 empty] | 3a3a | 333aaa | 33 | 11
161003 | SITARGANJ 132.00 | 132 | [7 empty] | 161003 |  | 132 | 66 | [16 empty] | 66 | 33 | [16 empty] | 33 | 11
161006 | KASHIUR-OLD 132.00 | 132 | [7 empty] | 161006 |  | 132 | 66 | [16 empty] | 66 | 33 | [16 empty] | 33 | 11
161007 | DHAKRANI 132.00 | 132 | [7 empty] | 161007 |  | 132 | 66 | [16 empty] | 66 | 33 | [16 empty] | 33 | 11
161008 | RISHIKE1 132.00 | 132 | [7 empty] | 161008 |  | 132 | 66 | [16 empty] | 66 | 33 | [16 empty] | 33 | 11
161009 | BHOWALI 132.00 | 132 | [7 empty] | 161009 |  | 132 | 66 | [16 empty] | 66 | 33 | [16 empty] | 33 | 11
161010 | ALMORA 132.00 | 132 | [7 empty] | 161010 |  | 132 | 66 | [16 empty] | 66 | 33 | [16 empty] | 33 | 11
161011 | KICCHHA 132.00 | 132 | [7 empty] | 161011 |  | 132 | 66 | [16 empty] | 66 | 33 | [16 empty] | 33 | 11
161012 | HALDWAN1 132.00 | 132 | [7 empty] | 161012 |  | 132 | 66 | [16 empty] | 66 | 33 | [16 empty] | 33 | 11
161013 | KHATIMAH 132.00 | 132 | [7 empty] | 161013 |  | 132 | 66 | [16 empty] | 66 | 33 | [16 empty] | 33 | 11
161014 | KOTDWAR 132.00 | 132 | [7 empty] | 161014 |  | 132 | 66 | [16 empty] | 66 | 33 | [16 empty] | 33 | 11
161015 | MANGLORE 132.00 | 132 | [7 empty] | 161015 |  | 132 | 66 | [16 empty] | 66 | 33 | [16 empty] | 33 | 11
161016 | BHAGWANN 132.00 | 132 | [7 empty] | 161016 |  | 132 | 66 | [16 empty] | 66 | 33 | [16 empty] | 33 | 11
161017 | BINDAL 132.00 | 132 | [7 empty] | 161017 |  | 132 | 66 | [16 empty] | 66 | 33 | [16 empty] | 33 | 11
161018 | PANTNAG1 132.00 | 132 | [7 empty] | 161018 |  | 132 | 66 | [16 empty] | 66 | 33 | [16 empty] | 33 | 11
161019 | PITHORAG 132.00 | 132 | [7 empty] | 161019 |  | 132 | 66 | [16 empty] | 66 | 33 | [16 empty] | 33 | 11
161020 | PURKULGA 132.00 | 132 | [7 empty] | 161020 |  | 132 | 66 | [16 empty] | 66 | 33 | [16 empty] | 33 | 11
161021 | SRINAGAR 132.00 | 132 | [7 empty] | 161021 |  | 132 | 66 | [16 empty] | 66 | 33 | [16 empty] | 33 | 11
161022 | RUDRAPUR 132.00 | 132 | [7 empty] | 161022 |  | 132 | 66 | [16 empty] | 66 | 33 | [16 empty] | 33 | 11
161023 | BHUPATWA 132.00 | 132 | [7 empty] | 161023 |  | 132 | 66 | [16 empty] | 66 | 33 | [16 empty] | 33 | 11
161024 | RAMNAGAR 132.00 | 132 | [7 empty] | 161024 |  | 132 | 66 | [16 empty] | 66 | 33 | [16 empty] | 33 | 11
161025 | JASPUR 132.00 | 132 | [7 empty] | 161025 |  | 132 | 66 | [16 empty] | 66 | 33 | [16 empty] | 33 | 11
161026 | RANIKHET 132.00 | 132 | [7 empty] | 161026 |  | 132 | 66 | [16 empty] | 66 | 33 | [16 empty] | 33 | 11
161027 | HARIDWA1 132.00 | 132 | [7 empty] | 161027 |  | 132 | 66 | [16 empty] | 66 | 33 | [16 empty] | 33 | 11
161028 | BAZPUR 132.00 | 132 | [7 empty] | 161028 |  | 132 | 66 | [16 empty] | 66 | 33 | [16 empty] | 33 | 11
161030 | LAKSAR 132.00 | 132 | [7 empty] | 161030 |  | 132 | 66 | [16 empty] | 66 | 33 | [16 empty] | 33 | 11
161031 | KALAGARH 132.00 | 132 | [7 empty] | 161031 |  | 132 | 66 | [16 empty] | 66 | 33 | [16 empty] | 33 | 11
161033 | ROORKEE1 132.00 | 132 | [7 empty] | 161033 |  | 132 | 66 | [16 empty] | 66 | 33 | [16 empty] | 33 | 11
161034 | JWALAPUR 132.00 | 132 | [7 empty] | 161034 |  | 132 | 66 | [16 empty] | 66 | 33 | [16 empty] | 33 | 11
161036 | MAZRA 132.00 | 132 | [7 empty] | 161036 |  | 132 | 66 | [16 empty] | 66 | 33 | [16 empty] | 33 | 11
161040 | AIRLIQU 132.00 | 132 | [7 empty] | 161040 |  | 132 | 66 | [16 empty] | 66 | 33 | [16 empty] | 33 | 11
161041 | ASIGLS 132.00 | 132 | [7 empty] | 161041 |  | 132 | 66 | [16 empty] | 66 | 33 | [16 empty] | 33 | 11
161043 | HEHONDA 132.00 | 132 | [7 empty] | 161043 |  | 132 | 66 | [16 empty] | 66 | 33 | [16 empty] | 33 | 11
161045 | PLYFLEX 132.00 | 132 | [7 empty] | 161045 |  | 132 | 66 | [16 empty] | 66 | 33 | [16 empty] | 33 | 11
161046 | RBNS 132.00 | 132 | [7 empty] | 161046 |  | 132 | 66 | [16 empty] | 66 | 33 | [16 empty] | 33 | 11
161047 | SATPULI 132.00 | 132 | [7 empty] | 161047 |  | 132 | 66 | [16 empty] | 66 | 33 | [16 empty] | 33 | 11
161048 | DEHRADUN 132.00 | 132 | [7 empty] | 161048 |  | 132 | 66 | [16 empty] | 66 | 33 | [16 empty] | 33 | 11
161049 | LALTHAPPER 132.00 | 132 | [7 empty] | 161049 |  | 132 | 66 | [16 empty] | 66 | 33 | [16 empty] | 33 | 11
161050 | CHUDIYALA 132.00 | 132 | [7 empty] | 161050 |  | 132 | 66 | [16 empty] | 66 | 33 | [16 empty] | 33 | 11
161052 | SIMLI 132.00 | 132 | [7 empty] | 161052 |  | 132 | 66 | [16 empty] | 66 | 33 | [16 empty] | 33 | 11
161053 | ELDICO 132.00 | 132 | [7 empty] | 161053 |  | 132 | 66

## Uttarakand-d
132kV Nodes from 220/132kV Substation | [9 empty] | 132/66 kV Transformer | [10 empty] | 66kV Line | [6 empty] | 66/11 kV Transformer
Bus Number | Bus Name | Voltage(kV) | Total Lumped Load in PSSE |  | Load Details at 132kV Bus |  |  |  |  | From Bus Number | To Bus Number | Primary Voltage(kV) | Secondary Voltage(kV) | Rated MVA | % Impedance | Load Details at 66kV bus |  |  |  |  | From Bus Number | To Bus Number | Resistance(ohms) | Reactance (ohms) | Capacitance (Farads) | Type | Length(km) | From Bus Number | To Bus Number | Primary Voltage(kV) | Secondary Voltage(kV) | Rated MVA | % Impedance | Load Details at 11kV bus
[5 empty] | Load directly connected at 132 kV |  | Cap. Connected at 132 kV(Mvar)
[16 empty] | Direct Load at 66kV bus |  | Cap. Connected at 66 kV(Mvar) | [15 empty] | Direct Load at 11kV bus |  | Cap. Connected at 11 kV(Mvar)
|  |  | P(MW) | Q(Mvar) | P(MW) | Q(Mvar) or Power Factor | Date of Commissioning | Installed Value (MVAr) | Operational Value (MVAr) | [6 empty] | P(MW) | Q(Mvar) or Power Factor | Date of Commissioning | Installed Value (MVAr) | Operational Value (MVAr) | [13 empty] | P(MW) | Q(Mvar) or Power Factor | Date of Commissioning | Installed Value (MVAr) | Operational Value (MVAr)
161000 | CPP 132.00 | 132 | [7 empty] | 161000 | 1 | 132 | 66 | [7 empty] | 1 | x | 0.1 | 0.3 | 0.001 | dog | 25 | x | 111aaa | 22 | 11 | 25 | 14
161001 | IGL 132.00 | 132 | [7 empty] | 161001 | 2 | 132 | 66 | [7 empty] | 2 | y | [5 empty] | y | 222aaa | 22 | 11
161002 | KVS 132.00 | 132 | [7 empty] | 161002 | 3 | 132 | 66 | [7 empty] | 3 | z | [5 empty] | z | 333aaa | 22 | 11
161003 | SITARGANJ 132.00 | 132 | [7 empty] | 161003 |  | 132 | 66 | [16 empty] | 22 | 11
161006 | KASHIUR-OLD 132.00 | 132 | [7 empty] | 161006 |  | 132 | 66 | [16 empty] | 22 | 11
161007 | DHAKRANI 132.00 | 132 | [7 empty] | 161007 |  | 132 | 66 | [16 empty] | 22 | 11
161008 | RISHIKE1 132.00 | 132 | [7 empty] | 161008 |  | 132 | 66 | [16 empty] | 22 | 11
161009 | BHOWALI 132.00 | 132 | [7 empty] | 161009 |  | 132 | 66 | [16 empty] | 22 | 11
161010 | ALMORA 132.00 | 132 | [7 empty] | 161010 |  | 132 | 66 | [16 empty] | 22 | 11
161011 | KICCHHA 132.00 | 132 | [7 empty] | 161011 |  | 132 | 66 | [16 empty] | 22 | 11
161012 | HALDWAN1 132.00 | 132 | [7 empty] | 161012 |  | 132 | 66 | [16 empty] | 22 | 11
161013 | KHATIMAH 132.00 | 132 | [7 empty] | 161013 |  | 132 | 66 | [16 empty] | 22 | 11
161014 | KOTDWAR 132.00 | 132 | [7 empty] | 161014 |  | 132 | 66 | [16 empty] | 22 | 11
161015 | MANGLORE 132.00 | 132 | [7 empty] | 161015 |  | 132 | 66 | [16 empty] | 22 | 11
161016 | BHAGWANN 132.00 | 132 | [7 empty] | 161016 |  | 132 | 66 | [16 empty] | 22 | 11
161017 | BINDAL 132.00 | 132 | [7 empty] | 161017 |  | 132 | 66 | [16 empty] | 22 | 11
161018 | PANTNAG1 132.00 | 132 | [7 empty] | 161018 |  | 132 | 66 | [16 empty] | 22 | 11
161019 | PITHORAG 132.00 | 132 | [7 empty] | 161019 |  | 132 | 66 | [16 empty] | 22 | 11
161020 | PURKULGA 132.00 | 132 | [7 empty] | 161020 |  | 132 | 66 | [16 empty] | 22 | 11
161021 | SRINAGAR 132.00 | 132 | [7 empty] | 161021 |  | 132 | 66 | [16 empty] | 22 | 11
161022 | RUDRAPUR 132.00 | 132 | [7 empty] | 161022 |  | 132 | 66 | [16 empty] | 22 | 11
161023 | BHUPATWA 132.00 | 132 | [7 empty] | 161023 |  | 132 | 66 | [16 empty] | 22 | 11
161024 | RAMNAGAR 132.00 | 132 | [7 empty] | 161024 |  | 132 | 66 | [16 empty] | 22 | 11
161025 | JASPUR 132.00 | 132 | [7 empty] | 161025 |  | 132 | 66 | [16 empty] | 22 | 11
161026 | RANIKHET 132.00 | 132 | [7 empty] | 161026 |  | 132 | 66 | [16 empty] | 22 | 11
161027 | HARIDWA1 132.00 | 132 | [7 empty] | 161027 |  | 132 | 66 | [16 empty] | 22 | 11
161028 | BAZPUR 132.00 | 132 | [7 empty] | 161028 |  | 132 | 66 | [16 empty] | 22 | 11
161030 | LAKSAR 132.00 | 132 | [7 empty] | 161030 |  | 132 | 66 | [16 empty] | 22 | 11
161031 | KALAGARH 132.00 | 132 | [7 empty] | 161031 |  | 132 | 66 | [16 empty] | 22 | 11
161033 | ROORKEE1 132.00 | 132 | [7 empty] | 161033 |  | 132 | 66 | [16 empty] | 22 | 11
161034 | JWALAPUR 132.00 | 132 | [7 empty] | 161034 |  | 132 | 66 | [16 empty] | 22 | 11
161036 | MAZRA 132.00 | 132 | [7 empty] | 161036 |  | 132 | 66 | [16 empty] | 22 | 11
161040 | AIRLIQU 132.00 | 132 | [7 empty] | 161040 |  | 132 | 66 | [16 empty] | 22 | 11
161041 | ASIGLS 132.00 | 132 | [7 empty] | 161041 |  | 132 | 66 | [16 empty] | 22 | 11
161043 | HEHONDA 132.00 | 132 | [7 empty] | 161043 |  | 132 | 66 | [16 empty] | 22 | 11
161045 | PLYFLEX 132.00 | 132 | [7 empty] | 161045 |  | 132 | 66 | [16 empty] | 22 | 11
161046 | RBNS 132.00 | 132 | [7 empty] | 161046 |  | 132 | 66 | [16 empty] | 22 | 11
161047 | SATPULI 132.00 | 132 | [7 empty] | 161047 |  | 132 | 66 | [16 empty] | 22 | 11
161048 | DEHRADUN 132.00 | 132 | [7 empty] | 161048 |  | 132 | 66 | [16 empty] | 22 | 11
161049 | LALTHAPPER 132.00 | 132 | [7 empty] | 161049 |  | 132 | 66 | [16 empty] | 22 | 11
161050 | CHUDIYALA 132.00 | 132 | [7 empty] | 161050 |  | 132 | 66 | [16 empty] | 22 | 11
161052 | SIMLI 132.00 | 132 | [7 empty] | 161052 |  | 132 | 66 | [16 empty] | 22 | 11
161053 | ELDICO 132.00 | 132 | [7 empty] | 161053 |  | 132 | 66